## SOAP September 2024
| Permit details | [9 empty] | Details of receiving environment | [26 empty] | Proposed Solution where known (Y/N/Unknown) This information is based on current plans, estimates, targets and projections and are subject to inherent risks, uncertainties and other facts which may cause the actual results to differ materially from the information expressed or implied in this response. The information provided may change as a result of investment decisions, additional data, operational influences, or anything else that may change the optimal solution or delivery timescale. | [9 empty] | Details of PR24 interventions (Y/N) | [5 empty] | Outcomes of interventions |  | Characteristics |  |  | Targets This information is based on current plans, estimates, targets and projections and are subject to inherent risks, uncertainties and other facts which may cause the actual results to differ materially from the information expressed or implied in this response. The information provided may change as a result of investment decisions, additional data, operational influences, or anything else that may change the optimal solution or delivery timescale. | [5 empty] | Improvements | [7 empty] | EDM spill details | [11 empty] | Bathing water spill details (leave blank if not applicable) | [11 empty] | Other This information is based on current plans, estimates, targets and projections and are subject to inherent risks, uncertainties and other facts which may cause the actual results to differ materially from the information expressed or implied in this response. The information provided may change as a result of investment decisions, additional data, operational influences, or anything else that may change the optimal solution or delivery timescale.
Unique ID | Water company | EA permit reference | EA site name | WASC permit reference | WASC site name | Asset type | Outlet grid reference | Name of receiving water body | Waterbody ID | Catchment name | Type of receiving environment | Is this storm overflow causing an RNAG? | SOAF (PR19) "Environmental Impact" | Discharges into or within 50m (inland) or 1km (TRaC) of SSSI water feature | SSSI name (<50m (inland) or <1km (TRaC)) | Discharges into or within 50m (inland) or 1km (TRaC) of SAC water feature | SAC name (<50m (inland) or <1km (TRaC)) | Discharges into or within 50m (inland) or 1km (TRaC) of SPA water feature | SPA name (<50m (inland) or <1km (TRaC)) | Discharges into or within 50m (inland) or 1km (TRaC) of RAMSAR water feature | RAMSAR name (<50m (inland) or <1km (TRaC)) | Discharges into or within 50m (inland) or 1km (TRaC) of Chalk River | Chalk River name (<50m (inland) or <1km (TRaC)) | Discharges into or within 50m (inland) or 1km (TRaC) of Eutrophic Special Area (UWWTR sensitive area) | Eutrophic Special Area (UWWTR sensitive area) name (<50m (inland) or <1km (TRaC)) | Discharges into or within 1km hydraulic continuity of a Marine Protected Area (MPA) | Marine Protected Area (MPA) name (<1 km upstream in hydraulic continuity) | Bathing Water Name (<1 km upstream in hydraulic continuity of coastal, <5km upstream of inland) | Discharges into or within 1km hydraulic continuity of a designated Estuarine or Coastal Bathing Water with good/sufficient/poor status assess against >3 spills per bathing season | Discharges into or within 1km hydraulic continuity of a designated Estuarine or Coastal Bathing Water with excellent status assess against >2 spills per bathing season | Discharges into or less than 5 km upstream of a designated Inland Bathing Water with good/sufficient status assess against >1 spill per bathing season | Bathing Water Status | Type of pathogenic treatment currently used | Shellfish Water Name (<1 km upstream in hydraulic continuity) free text | Discharges into or within 1km hydraulic continuity of a designated Shellfish Water - assess against >10 spills per annum | High Spill Frequency - Operational Review - Primary Reason | Spills from surface water, ground water or combination? | SuDS | Storage | Increased pass forward flow/flow to treatment | Wetland treatment | Real time control | Sealing of sewers | Other treatment of discharge | New screen | Operational | Other not listed (free text) | Included in PR24 WINEP? | PR24 Driver: INV4 (investigation) | PR24 Driver: IMP2 (no ecological impact improvement) | PR24 Driver: IMP3 (improvement to spills to bathing waters) | PR24 Driver: IMP4 (improvement to <10 spills) | PR24 Driver: IMP5 (improvement to install screening) | Predicted average annual spill frequency following scheme implementation where applicable (Select from drop down list) | Predicted average bathing season spill frequency following scheme implementation where applicable (If linked to a designated bathing water only) (Select from drop down list) | Is this an ecological high priority site? (as defined in Annex 1 of the Storm Overflows Discharge Reduction Plan) (Y/N/Unknown) | Does this discharge into or near a shellfish water? (<1 km upstream in hydraulic continuity) (Y/N/Unknown) | Does this discharge into or near a bathing water? (<1 km upstream in hydraulic continuity of coastal, 5km upstream of inland) (Y/N/Unknown) | Does this overflow already meet all applicable targets in the Storm Overflows Discharge Reduction Plan? (Y/N/Pending investigation/unknown) | Date environment target (Target 1) will be met (select option from drop down list) | Date bathing water target (Target 2) will be met (select option from drop down list) | Date rainfall target (Target 3) will be met (select option from drop down list) | Date all applicable targets will be met (select option from drop down list) | Please outline the rationale as to why some improvements have been prioritised to a faster timeline than HMG targets (where applicable), and why other improvements can only be done in time for the latest relevant target date (where applicable). | Delivery date for screen installation (select option from drop down list) | Ongoing improvements (from base expenditure) | AMP 7 improvements in progress (Y/N) | AMP 7 improvements complete (Y/N) | AMP 8 improvements in progress (Y/N) | AMP 8 improvements complete (Y/N) | How will overflows spilling near a bathing water (<1 km upstream in hydraulic continuity of coastal, 5km upstream of inland) be improved? | Type of disinfection to be implemented (if applicable) | Number of Reported Spills (EDM) - 2023 | Total Duration of Spills - 2023 | Percentage Operation of Monitor - 2023 | Number of Reported Spills (EDM) - 2022 | Total Duration of Spills - 2022 | Percentage Operation of Monitor - 2022 | Number of Reported Spills (EDM) - 2021 | Total Duration of Spills - 2021 | Percentage Operation of Monitor - 2021 | Number of Reported Spills (EDM) - 2020 | Total Duration of Spills - 2020 | Percentage Operation of Monitor - 2020 | Number of reported bathing season spills (bathing water EDM) - 2023 | Total duration of bathing season Spills - 2023 | Percentage Operation of Monitor in bathing season - 2023 | Number of reported bathing season spills (bathing water EDM) - 2022 | Total duration of bathing season Spills - 2022 | Percentage Operation of Monitor in bathing season - 2022 | Number of reported bathing season spills (bathing water EDM) - 2021 | Total duration of bathing season Spills - 2021 | Percentage Operation of Monitor in bathing season - 2021 | Number of reported bathing season spills (bathing water EDM) - 2020 | Total Duration of bathing season Spills - 2020 | Percentage Operation of Monitor in bathing season - 2020 | Does this storm overflow have an EDM installed? (Y/N/Unknown) | Delivery year of WINEP storm overflow improvement scheme in AMP 7 (select option from drop down list) | Delivery year of Green Recovery storm overflow improvement scheme in AMP 7 (select option from drop down list)
ThW0001 | Thames Water | CTCR.1804 | ABINGDON SEWAGE TREATMENT WORKS | 1804 | Abingdon STW | Storm discharge at STW | SU4933095090 | ODHAY HILL DITCH/RIVER THAMES | GB106039030334 | Thames (Evenlode to Thame) | Inland | No | No | No | 0 | No | 0 | No | 0 | No | 0 | No | 0 | No | 0 | No | N/A | 0 | No | No | No | N/A | N/A | N/A | No | 0 | Surface Water | Y | Y | Y | N | N | N | N | Y | N | Surface Water Separation | Yes | Yes | Yes | No | Yes | Yes | 10 | 0 | Unknown | No | No | N | AMP 09 | 0 | AMP 09 | AMP 09 | 0 | AMP 09 | Y | 0 | 0 | 0 | 0 | 0 | 0 | 38 | 353.5 | 100 | 0 | 0 | 100 | 26 | 380.95 | 100 | 135 | 1955.45 | 99.58 | [12 empty] | Y |  | 0
ThW0002 | Thames Water | TEMP.2345 | ALDERMASTON WWTW | TEMP.2345 | Aldermaston STW | Storm discharge at STW | SU5912065510 | GROUNDWATER VIA LAND TREATMENT | GB40602G601500 | Aldermaston Bagshot Beds | Inland | No | No | No | 0 | No | 0 | No | 0 | No | 0 | No | 0 | No | 0 | No | N/A | 0 | No | No | No | N/A | N/A | N/A | No | Performance - Asset configuration (e.g. PS/rising main/storm tanks) | Surface Water | Y | Y | Y | N | N | N | N | Y | N | Surface Water Separation | Yes | No | No | No | Yes | Yes | 10 | 0 | No | No | No | N | AMP 12 | 0 | AMP 12 | AMP 12 | Improvements at this site are profiled in line with HMG targets timescales to balance deliverability and affordability considerations, and we will be reviewing the profiling as new information will become available. | AMP 12 | Y | 0 | 0 | 0 | 0 | 0 | 0 | 39 | 341.75 | 100 | 10 | 21.42 | 100 | 87 | 577.27 | 98.44 | 141 | 1157.19 | 100 | [12 empty] | Y |  | 0
ThW0003 | Thames Water | CNTD.0073 | ALDERSHOT STW | D.73 | Aldershot STW | Storm discharge at STW | SU8840050500 | BLACKWATER | GB106039017180 | Blackwater (Aldershot to Cove Brook confluence at Hawley) | Inland | No | No | No | 0 | No | 0 | No | 0 | No | 0 | No | 0 | Yes | River Blackwater (Hampshire) | No | N/A | 0 | No | No | No | N/A | N/A | N/A | No | 0 | Surface Water | Y | Y | Y | N | N | N | N | Y | N | Surface Water Separation | Yes | Yes | Yes | No | Yes | Yes | 10 | 0 | Yes | No | No | N | AMP 11 | 0 | AMP 11 | AMP 11 | Improvements at this site are profiled in line with HMG targets timescales to balance deliverability and affordability considerations, and we will be reviewing the profiling as new information will become available. | AMP 11 | Y | 0 | 0 | 0 | 0 | 0 | 0 | 17 | 70.75 | 100 | N/A | N/A | N/A | N/A | N/A | N/A | N/A | N/A | N/A | [12 empty] | Y |  | 0
ThW0004 | Thames Water | TEMP.1580 | Newmans Lane | TEMP.1580 | Newman Lane (Alton) SPS | Storm discharge at SPS | SU7260039900 | Wey | GB106039017800 | North Wey at Alton | Inland | No | No | No | 0 | No | 0 | No | 0 | No | 0 | Yes | River Wey | No | 0 | No | N/A | 0 | No | No | No | N/A | N/A | N/A | No | 0 | Combination | N | Y | N | N | N | N | N | Y | N | N | Yes | Yes | Yes | No | Yes | Yes | 10 | 0 | Yes | No | No | N | AMP 08 | 0 | AMP 08 | AMP 08 | 0 | AMP 08 |  | Y | 0 | N | N | 0 | 0 | 12 | 15.75 | 86.54 | N/A | N/A | N/A | 1 | 8.26 | 98.36 | 44 | 697.21 | 99.98 | [12 empty] | Y | 2025 | 0
ThW0005 | Thames Water | CSSC.2452 | AMPNEY ST PETER WWTW | COPA/2452 | Ampney St Peter STW | Storm discharge at STW | SP0836000770 | AMPNEY BROOK | GB106039030300 | Ampney and Poulton Brooks (Source to Thames) | Inland | No | No | No | 0 | No | 0 | No | 0 | No | 0 | No | 0 | No | 0 | No | N/A | 0 | No | No | No | N/A | N/A | N/A | No | Performance - Infiltration | Surface Water | Y | Y | Y | N | N | N | N | N | N | Surface Water Separation | Yes | No | No | No | Yes | No | 10 | 0 | No | No | No | N | AMP 12 | 0 | AMP 12 | AMP 12 | Improvements at this site are profiled in line with HMG targets timescales to balance deliverability and affordability considerations, and we will be reviewing the profiling as new information will become available. | N/A |  | 0 | 0 | 0 | 0 | 0 | 0 | 130 | 2759.5 | 94.27 | 48 | 944.72 | 95 | 55 | 1168.53 | 96.99 | 108 | 2316.11 | 98.31 | [12 empty] | Y |  | 0
ThW0006 | Thames Water | CNTD.0001 | ANDOVERSFORD STW | D1 | Andoversford STW | Storm discharge at STW | SP0250019860 | RIVER COLNE | GB106039029991 | Coln (Source to Coln Rogers) | Inland | No | Yes | No | 0 | No | 0 | No | 0 | No | 0 | No | 0 | No | 0 | No | N/A | 0 | No | No | No | N/A | N/A | N/A | No | Not asset maintenance - Hydraulic capacity | Surface Water | Y | Y | N | N | N | Y | N | Y | N | Surface Water Separation | Yes | Yes | Yes | No | Yes | Yes | 10 | 0 | Yes | No | No | N | AMP 08 | 0 | AMP 08 | AMP 08 | 0 | AMP 08 |  | 0 | 0 | N | N | 0 | 0 | 115 | 2092 | 99.97 | 51 | 801.12 | 100 | 84 | 1333.78 | 98.73 | N/A | N/A | N/A | [12 empty] | Y |  | 0
ThW0007 | Thames Water | CSSC.2453 | APPLETON (NEW) WWTW | COPA/2453 | Appleton STW | Storm discharge at STW | SU4368099790 | MARCHAM BROOK | GB106039023420 | Frilford and Marcham Brook | Inland | No | No | No | 0 | No | 0 | No | 0 | No | 0 | No | 0 | No | 0 | No | N/A | 0 | No | No | No | N/A | N/A | N/A | No | Performance - Asset configuration (e.g. PS/rising main/storm tanks) | Surface Water | Y | Y | Y | N | N | N | N | N | N | Surface Water Separation | Yes | No | No | No | Yes | No | 10 | 0 | No | No | No | N | AMP 12 | 0 | AMP 12 | AMP 12 | Improvements at this site are profiled in line with HMG targets timescales to balance deliverability and affordability considerations, and we will be reviewing the profiling as new information will become available. | N/A | Y | 0 | Y | 0 | 0 | 0 | 0 | 121 | 1734 | 99.04 | N/A | N/A | N/A | N/A | N/A | N/A | N/A | N/A | N/A | [12 empty] | Y | 0 | 0
ThW0008 | Thames Water | CNTD.0020 | ARBORFIELD WWTW | D20 | Arborfield STW | Storm discharge at STW | SU7678067380 | BARKHAM BROOK | GB106039017400 | Barkham Brook | Inland | No | No | No | 0 | No | 0 | No | 0 | No | 0 | No | 0 | No | 0 | No | N/A | 0 | No | No | No | N/A | N/A | N/A | No | 0 | Surface Water | Y | N | Y | N | N | N | N | N | N | Surface Water Separation | Yes | No | No | No | Yes | No | 10 | 0 | No | No | No | N | AMP 12 | 0 | AMP 12 | AMP 12 | Improvements at this site are profiled in line with HMG targets timescales to balance deliverability and affordability considerations, and we will be reviewing the profiling as new information will become available. | N/A | Y | 0 | 0 | 0 | 0 | 0 | 0 | 52 | 358.25 | 99.75 | 14 | 78.01 | 100 | 15 | 89.7 | 97.76 | 54 | 187.87 | 99.96 | [12 empty] | Y |  | 0
ThW0009 | Thames Water | CTCR.2048 | ASCOT WWTW | 2048 | Ascot STW | Storm discharge at STW | SU8917068230 | TRIB OF THE BULL BROOK | GB106039017670 | Bull Brook | Inland | No | No | No | 0 | No | 0 | No | 0 | No | 0 | No | 0 | Yes | Bull Brook | No | N/A | 0 | No | No | No | N/A | N/A | N/A | No | 0 | Surface Water | Y | Y | Y | N | N | N | N | Y | N | Surface Water Separation | Yes | Yes | Yes | No | Yes | Yes | 10 | 0 | Yes | No | No | N | AMP 09 | 0 | AMP 09 | AMP 09 | 0 | AMP 09 | Y | 0 | Y | 0 | 0 | 0 | 0 | 17 | 143.75 | 99.76 | 8 | 32.79 | 100 | 29 | 170.06 | 98.97 | 10 | 4.27 | 99.99 | [12 empty] | Y |  | 0
ThW0010 | Thames Water | TEMP.3020 | Wokingham (Ash Ridge) | TEMP.3020 | Ash Ridge (Wokingham) STW | Storm discharge at STW | SU8120070101 | Ashridge Stream | GB106039023130 | Emm Brook | Inland | No | Yes | No | 0 | No | 0 | No | 0 | No | 0 | No | 0 | Yes | Emm Brook | No | N/A | 0 | No | No | No | N/A | N/A | N/A | No | 0 | Surface Water | Y | N | Y | N | N | N | N | N | N | Surface Water Separation | Yes | Yes | Yes | No | Yes | No | 10 | 0 | Yes | No | No | N | AMP 09 | 0 | AMP 09 | AMP 09 | 0 | N/A | Y | 0 | 0 | 0 | 0 | 0 | 0 | 20 | 152.75 | 99.99 | N/A | N/A | N/A | 50 | 484.61 | 95.37 | 47 | 287.72 | 98.16 | [12 empty] | Y |  | 0
ThW0011 | Thames Water | TEMP.2354 | Ash Vale | TEMP.2354 | Ash Vale STW | Storm discharge at STW | SU8850054100 | Blackwater | GB106039017180 | Blackwater (Aldershot to Cove Brook confluence at Hawley) | Inland | No | No | No | 0 | No | 0 | No | 0 | No | 0 | No | 0 | No | 0 | No | N/A | 0 | No | No | No | N/A | N/A | N/A | No | 0 | Surface Water | Y | Y | Y | N | N | N | N | N | N | Surface Water Separation | Yes | Yes | Yes | No | Yes | No | 10 | 0 | Unknown | No | No | N | AMP 10 | 0 | AMP 10 | AMP 10 | 0 | N/A |  | 0 | 0 | 0 | 0 | 0 | 0 | 15 | 137.25 | 99.76 | 2 | 10.78 | 92 | 9 | 78.14 | 100 | 24 | 213.74 | 99.99 | [12 empty] | Y |  | 0
ThW0012 | Thames Water | CNTD.0040 | ASTON LE WALLS WWTW | D40 | Aston Le Walls STW | Storm discharge at STW | SP4940051000 | TRIBUTARY OF HIGHFURLONG BROOK | GB106039042660 | Highfurlong Brook (to Cherwell) | Inland | No | No | No | 0 | No | 0 | No | 0 | No | 0 | No | 0 | No | 0 | No | N/A | 0 | No | No | No | N/A | N/A | N/A | No | 0 | Surface Water | Y | Y | N | N | N | Y | N | N | N | Surface Water Separation | Yes | No | No | No | Yes | No | 10 | 0 | No | No | No | N | AMP 12 | 0 | AMP 12 | AMP 12 | Improvements at this site are profiled in line with HMG targets timescales to balance deliverability and affordability considerations, and we will be reviewing the profiling as new information will become available. | N/A | Y | 0 | Y | 0 | 0 | 0 | 0 | 3 | 6 | 94.24 | 9 | 24.9 | 100 | 49 | 541.6 | 96.2 | 10 | 45.56 | 99.94 | [12 empty] | Y | 0 | 0
ThW0013 | Thames Water | CSSC.1006 | AVON DASSETT WWTW | COPA/1006 | Avon Dassett STW | Storm discharge at STW | SP4050049300 | Hanwell Brook | GB106039037340 | Hanwell Brook | Inland | No | No | No | 0 | No | 0 | No | 0 | No | 0 | No | 0 | No | 0 | No | N/A | 0 | No | No | No | N/A | N/A | N/A | No | 0 | Surface Water | N | Y | N | N | N | N | N | Y | N | N | Yes | No | No | No | Yes | Yes | 10 | 0 | No | No | No | N | AMP 11 | 0 | AMP 11 | AMP 11 | Improvements at this site are profiled in line with HMG targets timescales to balance deliverability and affordability considerations, and we will be reviewing the profiling as new information will become available. | AMP 11 |  | 0 | 0 | 0 | 0 | 0 | 0 | 25 | 188 | 99.93 | 11 | 80.24 | 100 | 13 | 56.91 | 98.07 | 31 | 148.31 | 100 | [12 empty] | Y |  | 0
ThW0014 | Thames Water | CSSC.0315 | AYLESBURY WWTW | COPA/315 | Aylesbury STW | Storm discharge at STW | SP7862014740 | RIVER THAME | GB106039030370 | Thame (Aylesbury to Scotsgrove Brook) | Inland | No | No | No | 0 | No | 0 | No | 0 | No | 0 | No | 0 | Yes | River Thame | No | N/A | 0 | No | No | No | N/A | N/A | N/A | No | 0 | Surface Water | Y | N | N | N | N | Y | N | N | N | Surface Water Separation | Yes | Yes | Yes | No | Yes | No | 10 | 0 | Yes | No | No | N | AMP 09 | 0 | AMP 09 | AMP 09 | 0 | N/A | Y | 0 | 0 | 0 | 0 | 0 | 0 | 21 | 187.75 | 88.21 | 2 | 7.28 | 70 | N/A | N/A | N/A | N/A | N/A | N/A | [12 empty] | Y |  | 0
ThW0015 | Thames Water | TEMP.2373 | BAMPTON WASTEWATER TREATMENT WORKS | TEMP.2373 | Bampton STW | Storm discharge at STW | SP3230002750 | Shill Brook | GB106039030280 | Shill Brook and Tributaries | Inland | No | Yes | No | 0 | No | 0 | No | 0 | No | 0 | No | 0 | No | 0 | No | N/A | 0 | No | No | No | N/A | N/A | N/A | No | Not asset maintenance - Hydraulic capacity | Surface Water | Y | Y | Y | N | N | N | N | Y | N | Surface Water Separation | Yes | Yes | Yes | No | Yes | Yes | 10 | 0 | Yes | No | No | N | AMP 08 | 0 | AMP 08 | AMP 08 | 0 | AMP 08 |  | Y | 0 | N | N | 0 | 0 | 135 | 1815.25 | 98.07 | 28 | 255.85 | 100 | 51 | 487.84 | 99.1 | 85 | 875.48 | 99.11 | [12 empty] | Y | 2025 | 0
ThW0016 | Thames Water | CNTD.0021 | BANBURY WASTEWATER TREATMENT WORKS | D21 | Banbury STW | Storm discharge at STW | SP4730040100 | TRIB OF CHERWELL | GB106039037310 | Cherwell (Cropredy to Nell Bridge) | Inland | No | No | No | 0 | No | 0 | No | 0 | No | 0 | No | 0 | No | 0 | No | N/A | 0 | No | No | No | N/A | N/A | N/A | No | N/A - Ongoing investigation | Surface Water | Y | N | Y | N | N | N | N | Y | N | Surface Water Separation | Yes | Yes | Yes | No | Yes | Yes | 10 | 0 | Unknown | No | No | N | AMP 09 | 0 | AMP 09 | AMP 09 | 0 | AMP 09 |  | Y | 0 | 0 | 0 | 0 | 0 | 79 | 920.75 | 98.11 | 30 | 245.88 | 98 | 34 | 314.56 | 96.14 | N/A | N/A | N/A | [12 empty] | Y | 2025 | 0
ThW0017 | Thames Water | CATM.3093 | BARKWAY WASTEWATER TREATMENT WORKS | WR3093 | Barkway STW | Storm discharge at STW | TL3878034760 | THE RIVER QUIN | GB106038040120 | Quin | Inland | No | No | No | 0 | No | 0 | No | 0 | No | 0 | Yes | River Quin | No | 0 | No | N/A | 0 | No | No | No | N/A | N/A | N/A | No | 0 | Surface Water | Y | N | N | N | N | Y | N | Y | N | Surface Water Separation | Yes | Yes | Yes | No | Yes | Yes | 10 | 0 | Yes | No | No | N | AMP 08 | 0 | AMP 08 | AMP 08 | 0 | AMP 08 | Y | 0 | 0 | N | N | 0 | 0 | 44 | 627.25 | 99.47 | 20 | 145.48 | 100 | 40 | 733.85 | 98.15 | 43 | 547.84 | 100 | [12 empty] | Y |  | 0
ThW0018 | Thames Water | CSSC.1085 | BEENHAM (KEALES COPSE) WWTW | COPA/1085 | Beenham STW | Storm discharge at STW | SU5939069410 | Webbs Lane Stream | GB106039023140 | Lower Kennet (Sheffield Bottom to Reading) | Inland | No | No | No | 0 | No | 0 | No | 0 | No | 0 | No | 0 | No | 0 | No | N/A | 0 | No | No | No | N/A | N/A | N/A | No | N/A - Ongoing investigation | Surface Water | Y | Y | N | N | N | Y | N | N | N | Surface Water Separation | Yes | No | No | No | Yes | No | 10 | 0 | No | No | No | N | AMP 11 | 0 | AMP 11 | AMP 11 | Improvements at this site are profiled in line with HMG targets timescales to balance deliverability and affordability considerations, and we will be reviewing the profiling as new information will become available. | N/A | Y | 0 | 0 | 0 | 0 | 0 | 0 | 62 | 531.25 | 99.95 | 29 | 149.23 | 100 | 30 | 187.94 | 98.01 | 32 | 172.02 | 99.99 | [12 empty] | Y |  | 0
ThW0019 | Thames Water | CATM.3524 | BENSON STW, HENLEY ROAD, BENSON, OX | WR3524 | Benson STW | Storm discharge at STW | SU62029051 | HOWBERRY DITCH | GB106039030331 | Thames Wallingford to Caversham | Inland | No | No | No | 0 | No | 0 | No | 0 | No | 0 | No | 0 | No | 0 | No | N/A | Wallingford Beach | No | No | Yes | Unknown | N/A | N/A | No | 0 | Combination | Y | Y | Y | N | N | N | N | Y | N | Surface Water Separation | Yes | No | No | Yes | Yes | Yes | 2 | 1 | No | No | Yes | N | AMP 08 | 2030 | AMP 08 | AMP 08 | Improvement planned to be delivered to a faster timeline to meet Bathing Water targets. | AMP 08 |  | 0 | Y | 0 | 0 | Spill reduction | UV - pending investigation | 12 | 164 | 99.6 | N/A | N/A | N/A | N/A | N/A | N/A | 56 | 992.67 | 99.92 | 1 | 6.2 | 99.56 | 3 | 0.73 | 95.16 | 2 | 12.95 | 97.88 | 0 | 0 | 99.89 | Y |  | 0
ThW0020 | Thames Water | CSSC.2455 | BENTLEY WASTEWATER TREATMENT WORKS | COPA/2455 | Bentley STW | Storm discharge at STW | SU7900043670 | RIVER WEY AND GROUNDWATER | GB106039017830 and GB40601G604400 | North Wey (Alton to Tilford) and Alton Chalk | Inland | No | No | No | 0 | No | 0 | No | 0 | No | 0 | Yes | River Wey | Yes | River Wey | No | N/A | 0 | No | No | No | N/A | N/A | N/A | No | Performance - Infiltration | Combination | Y | N | Y | N | N | N | N | N | N | Surface Water Separation | Yes | Yes | Yes | No | Yes | No | 10 | 0 | Yes | No | No | N | AMP 08 | 0 | AMP 08 | AMP 08 | 0 | N/A | Y | 0 | Y | N | N | 0 | 0 | 99 | 1127.25 | 99.83 | 62 | 595.9 | 99 | 129 | 804.39 | 98.03 | N/A | N/A | N/A | [12 empty] | Y | 0 | 0
ThW0021 | Thames Water | CATM.3074 | BERKHAMSTED SEWAGE TREATMENT WORKS | WR3074 | Berkhamsted STW | Storm discharge at STW | TL0131006810 | GRAND UNION CANAL | GB70610184 | Grand Union Canal, Tring summit to Berkhamstead | Inland | No | No | No | 0 | No | 0 | No | 0 | No | 0 | No | 0 | No | 0 | No | N/A | 0 | No | No | No | N/A | N/A | N/A | No | Performance - Infiltration | Combination | Y | N | Y | N | N | N | N | Y | N | Surface Water Separation | Yes | No | No | No | Yes | Yes | 10 | 0 | No | No | No | N | AMP 12 | 0 | AMP 12 | AMP 12 | Improvements at this site are profiled in line with HMG targets timescales to balance deliverability and affordability considerations, and we will be reviewing the profiling as new information will become available. | AMP 12 |  | 0 | Y | 0 | 0 | 0 | 0 | 33 | 227.25 | 99.82 | 12 | 63.72 | 100 | 168 | 3770.12 | 98.42 | N/A | N/A | N/A | [12 empty] | Y |  | 0
ThW0022 | Thames Water | CNTD.0023 | BICESTER WASTEWATER TREATMENT WORKS | D23 | Bicester STW | Storm discharge at STW | SP5798021310 | LANGFORD BROOK | GB106039030140 | Langford Brook (Bicester to Ray inc Gagle Brook) | Inland | No | No | No | 0 | No | 0 | No | 0 | No | 0 | No | 0 | Yes | Langford Brook | No | N/A | 0 | No | No | No | N/A | N/A | N/A | No | Performance - Infiltration | Combination | Y | N | Y | N | N | N | N | Y | N | Surface Water Separation | Yes | Yes | Yes | No | Yes | Yes | 10 | 0 | Yes | No | No | N | AMP 09 | 0 | AMP 09 | AMP 09 | 0 | AMP 09 | Y | 0 | 0 | 0 | 0 | 0 | 0 | 66 | 839.25 | 99.22 | 25 | 226.28 | 100 | 63 | 555.78 | 87.51 | N/A | N/A | N/A | [12 empty] | Y |  | 0
ThW0023 | Thames Water | TEMP.0596 | Canfield End, Little Canfield | TEMP.0596 | Canfield End (Takeley) SPS | Storm discharge at SPS | TL5850021301 | Roding | GB106037033500 | Upper Roding (to Cripsey Brook) | Inland | No | No | No | 0 | No | 0 | No | 0 | No | 0 | No | 0 | No | 0 | No | N/A | 0 | No | No | No | N/A | N/A | N/A | No | 0 | Surface Water | N | N | N | N | N | N | N | Y | N | N | Yes | No | No | No | No | Yes | 10 | 0 | No | No | No | Pending investigation | AMP 11 | 0 | AMP 11 | AMP 11 | Improvements at this site are profiled in line with HMG targets timescales to balance deliverability and affordability considerations, and we will be reviewing the profiling as new information will become available. | AMP 11 |  | 0 | 0 | 0 | 0 | 0 | 0 | 0 | 0 | 88.33 | 3 | 35.49 | 100 | 7 | 22.59 | 97.96 | 1 | 3.15 | 100 | [12 empty] | Y |  | 0
ThW0024 | Thames Water | TEMP.2395 | BLEDINGTON WWTW | TEMP.2395 | Bledington STW | Storm discharge at STW | SP2507022820 | Bledington Brook | GB106039030000 | Bledington Brook (Source to Evenlode) | Inland | No | Yes | No | 0 | No | 0 | No | 0 | No | 0 | No | 0 | No | 0 | No | N/A | 0 | No | No | No | N/A | N/A | N/A | No | Not asset maintenance - Hydraulic capacity | Surface Water | Y | Y | N | N | N | Y | N | N | N | Surface Water Separation | Yes | Yes | Yes | No | Yes | No | 10 | 0 | Yes | No | No | N | AMP 08 | 0 | AMP 08 | AMP 08 | 0 | N/A |  | 0 | 0 | N | N | 0 | 0 | 65 | 956.25 | 99.36 | 25 | 322.59 | 99 | 62 | 1028.41 | 97.31 | 92 | 1535.72 | 98.93 | [12 empty] | Y |  | 0
ThW0025 | Thames Water | CTCR.1722 | BLETCHINGDON WWTW | 1722 | Bletchingdon STW | Storm discharge at STW | SP5066017380 | BLETCHINGDON BROOK | GB106039030080 | Bletchingdon Stream | Inland | No | No | No | 0 | No | 0 | No | 0 | No | 0 | No | 0 | No | 0 | No | N/A | 0 | No | No | No | N/A | N/A | N/A | No | Performance - Asset configuration (e.g. PS/rising main/storm tanks) | Surface Water | Y | Y | N | N | N | Y | N | Y | N | Surface Water Separation | Yes | Yes | Yes | No | Yes | Yes | 10 | 0 | Unknown | No | No | N | AMP 08 | 0 | AMP 08 | AMP 08 | 0 | AMP 08 | Y | 0 | 0 | 0 | 0 | 0 | 0 | 120 | 1554 | 99.11 | 48 | 492.51 | 99 | 60 | 459.12 | 99.25 | 116 | 945.94 | 99.21 | [12 empty] | Y |  | 0
ThW0026 | Thames Water | CSSC.2458 | BLOXHAM WWTW | COPA/2458 | Bloxham STW | Storm discharge at STW | SP4380035720 | BLOXHAM BROOK, TRIB OF SOR BRK | GB106039037240 | Bloxham Brook (Source to Sor Brook) | Inland | No | No | No | 0 | No | 0 | No | 0 | No | 0 | No | 0 | No | 0 | No | N/A | 0 | No | No | No | N/A | N/A | N/A | No | Not asset maintenance - Hydraulic capacity | Surface Water | Y | N | Y | N | N | N | N | Y | N | Surface Water Separation | Yes | No | No | No | Yes | Yes | 10 | 0 | No | No | No | N | AMP 12 | 0 | AMP 12 | AMP 12 | Improvements at this site are profiled in line with HMG targets timescales to balance deliverability and affordability considerations, and we will be reviewing the profiling as new information will become available. | AMP 12 | Y | 0 | Y | 0 | 0 | 0 | 0 | 94 | 1434.25 | 99.63 | N/A | N/A | N/A | N/A | N/A | N/A | N/A | N/A | N/A | [12 empty] | Y |  | 0
ThW0027 | Thames Water | TEMP.2400 | BLUNSDON WASTEWATER TREATMENT WORKS | TEMP.2400 | Blunsdon STW | Storm discharge at STW | SU1513091680 | TRIBUTARY OF SHARE DITCH | GB106039023680 | Share ditch | Inland | No | No | No | 0 | No | 0 | No | 0 | No | 0 | No | 0 | No | 0 | No | N/A | 0 | No | No | No | N/A | N/A | N/A | No | 0 | Surface Water | [16 empty] | 10 | 0 | No | No | No | Pending investigation | AMP 12 | 0 | AMP 12 | AMP 12 | Improvements at this site are profiled in line with HMG targets timescales to balance deliverability and affordability considerations, and we will be reviewing the profiling as new information will become available. | N/A |  | 0 | 0 | 0 | 0 | 0 | 0 | 19 | 139.75 | 99.84 | 3 | 10.31 | 98 | 3 | 10.11 | 99.07 | 2 | 19.04 | 99.22 | [12 empty] | Y |  | 0 | bar: N to Yes
ThW0028 | Thames Water | CNTW.0359 | BODDINGTON WWTW | B0359 | Boddington STW | Storm discharge at STW | SP4737052410 | BODDINGTON CANAL FEEDER | GB106039037370 | Clayton and Wormleighton Brook, Source to Highfurlong Brook | Inland | No | Yes | No | 0 | No | 0 | No | 0 | No | 0 | No | 0 | No | 0 | No | N/A | 0 | No | No | No | N/A | N/A | N/A | No | Not asset maintenance - Hydraulic capacity | Surface Water | Y | Y | N | N | N | Y | N | Y | N | Surface Water Separation | Yes | Yes | Yes | No | Yes | Yes | 10 | 0 | Yes | No | No | N | AMP 08 | 0 | AMP 08 | AMP 08 | 0 | AMP 08 | Y | 0 | Y | N | N | 0 | 0 | 159 | 2833.25 | 100 | 54 | 740.83 | 74 | 105 | 1754.01 | 90.2 | 9 | 98.71 | 99.97 | [12 empty] | Y |  | 0
ThW0029 | Thames Water | CASM.0403 | CHURT SPS | S/WR403 | Churt SPS | Storm discharge at SPS | SU8529038080 | WHITMOOR VALE STREAM | GB106039017780 | South Wey (River Slea confluence to Tilford) | Inland | No | No | No | 0 | No | 0 | No | 0 | No | 0 | No | 0 | No | 0 | No | N/A | Frensham Great Pond | No | No | Yes | Excellent | N/A | N/A | No | 0 | Surface Water | N | Y | N | N | N | N | N | Y | N | N | Yes | No | No | Yes | No | Yes | 2 | 1 | No | No | Yes | Pending investigation | AMP 08 | 2030 | AMP 08 | AMP 08 | 0 | AMP 08 |  | 0 | 0 | N | N | Spill reduction | None - pending investigation | 8 | 12.2 | 96.71 | 9 | 12.9 | 100 | 7 | 8.4 | 57.64 | 3 | 10.53 | 99.81 | 2 | 2.9 | 95.6 | 3 | 4.12 | 100 | 1 | 0.08 | 57.64 | 0 | 0 | 99.81 | Y |  | 0
ThW0030 | Thames Water | CASM.0309 | PASSFIELD SPS | S/WR309 | Passfield (Bramshott) SPS | Storm discharge at SPS | SU8204034440 | RIVER WEY | GB106039017700 | South Wey (Haslemere to Bordon) | Inland | No | No | No | 0 | No | 0 | No | 0 | No | 0 | No | 0 | No | 0 | No | N/A | 0 | No | No | No | N/A | N/A | N/A | No | 0 | Surface Water | N | N | N | N | N | N | N | Y | N | N | Yes | No | No | No | No | Yes | 10 | 0 | No | No | No | Pending investigation | AMP 11 | 0 | AMP 11 | AMP 11 | Improvements at this site are profiled in line with HMG targets timescales to balance deliverability and affordability considerations, and we will be reviewing the profiling as new information will become available. | AMP 11 |  | 0 | 0 | 0 | 0 | 0 | 0 | 0 | 0 | 92.86 | N/A | N/A | N/A | 0 | 0 | 97.85 | 2 | 3.94 | 100 | [12 empty] | Y |  | 0
ThW0031 | Thames Water | CTCR.1645 | BORDON WASTEWATER TREATMENT WORKS | 1645 | Bordon STW | Storm discharge at STW | SU8036036180 | WEY (SOUTHERN BRANCH) | GB106039017720 | South Wey (Bordon to River Slea confluence) | Inland | No | No | No | 0 | No | 0 | No | 0 | No | 0 | No | 0 | No | 0 | No | N/A | 0 | No | No | No | N/A | N/A | N/A | No | Performance - Asset configuration (e.g. PS/rising main/storm tanks) | Surface Water | N | Y | N | N | N | N | N | Y | N | N | Yes | Yes | Yes | No | Yes | Yes | 10 | 0 | Unknown | No | No | N | AMP 11 | 0 | AMP 11 | AMP 11 | Improvements at this site are profiled in line with HMG targets timescales to balance deliverability and affordability considerations, and we will be reviewing the profiling as new information will become available. | AMP 11 | Y | 0 | 0 | 0 | 0 | 0 | 0 | 37 | 622 | 99.57 | 27 | 415.77 | 100 | 21 | 228.81 | 99.45 | 91 | 1947.93 | 100 | [12 empty] | Y |  | 0
ThW0032 | Thames Water | CTCR.1973 | BRACKNELL WATER TREATMENT WORKS | 1973 | Bracknell STW | Storm discharge at STW | SU8537072050 | THE CUT | GB106039023510 | Cut (Binfield to River Thames confluence) and Maidenhead Ditch | Inland | Yes-Probable | No | No | 0 | No | 0 | No | 0 | No | 0 | No | 0 | No | 0 | No | N/A | 0 | No | No | No | N/A | N/A | N/A | No | Performance - Asset configuration (e.g. PS/rising main/storm tanks) | Surface Water | Y | N | Y | N | N | N | N | Y | N | Surface Water Separation | Yes | Yes | Yes | No | Yes | Yes | 10 | 0 | Yes | No | No | N | AMP 09 | 0 | AMP 09 | AMP 09 | 0 | AMP 09 | Y | 0 | 0 | 0 | 0 | 0 | 0 | 50 | 609.5 | 99.72 | 42 | 463.53 | 100 | 67 | 1123.72 | 93.79 | 94 | 1481.89 | 99.1 | [12 empty] | Y |  | 0
ThW0033 | Thames Water | CLCP.0173 | BRICKENDON WWTW | internal TW 173 | Brickendon STW | Storm discharge at STW | TL3236008430 | HARMONDS BROOK WEST ARM | GB106038033391 | Lee (from Luton to Luton Hoo Lakes) | Inland | Yes-Probable | Yes | No | 0 | No | 0 | No | 0 | No | 0 | No | 0 | No | 0 | No | N/A | 0 | No | No | No | N/A | N/A | N/A | No | Not asset maintenance - Hydraulic capacity | Surface Water | Y | N | N | N | N | Y | N | Y | N | Surface Water Separation | Yes | Yes | Yes | No | Yes | Yes | 10 | 0 | Yes | No | No | N | AMP 08 | 0 | AMP 08 | AMP 08 | 0 | AMP 08 | Y | 0 | 0 | N | N | 0 | 0 | 108 | 1390.75 | 99.77 | 54 | 588.57 | 100 | 67 | 868.6 | 98.04 | 85 | 1072.58 | 100 | [12 empty] | Y |  | 0
ThW0034 | Thames Water | TEMP.2421 | Bucklebury | TEMP.2421 | Briff Lane (Bucklebury) STW | Storm discharge at STW | SU5470069801 | Briff Lane Stream | GB106039023300 | Pang | Inland | No | No | No | 0 | No | 0 | No | 0 | No | 0 | Yes | 0 | No | 0 | No | N/A | 0 | No | No | No | N/A | N/A | N/A | No | Performance - Infiltration | Combination | Y | Y | Y | N | N | N | N | Y | N | Surface Water Separation | Yes | Yes | Yes | No | Yes | Yes | 10 | 0 | Yes | No | No | N | AMP 08 | 0 | AMP 08 | AMP 08 | 0 | AMP 08 | Y | 0 | 0 | N | N | 0 | 0 | 85 | 1303.75 | 96.21 | 31 | 258.47 | 99 | 63 | 395.41 | 98.01 | 76 | 496.61 | 99.46 | [12 empty] | Y |  | 0
ThW0035 | Thames Water | TEMP.2418 | Broadwell | TEMP.2418 | Broadwell STW | Storm discharge at STW | SP2220027500 | Evenlode | GB106039037410 | Evenlode (Compton Bk to Bledington Bk) and 4 Shires | Inland | No | Yes | No | 0 | No | 0 | No | 0 | No | 0 | No | 0 | No | 0 | No | N/A | 0 | No | No | No | N/A | N/A | N/A | No | 0 | Surface Water | Y | Y | Y | N | N | N | N | N | N | Surface Water Separation | Yes | Yes | Yes | No | Yes | No | 10 | 0 | Yes | No | No | N | AMP 09 | 0 | AMP 09 | AMP 09 | 0 | N/A | Y | 0 | 0 | 0 | 0 | 0 | 0 | 48 | 634.25 | 99.97 | 13 | 110.23 | 100 | 32 | 525.24 | 98.05 | 31 | 480.63 | 100 | [12 empty] | Y |  | 0
ThW0036 | Thames Water | CTCP.0026 | BURFORD WASTEWATER TREATMENT WORKS | P26 | Burford STW | Storm discharge at STW | SP2565012270 | RIVER WINDRUSH | GB106039030440 | Windrush and tributaries (Little Rissington to Thames) | Inland | No | No | No | 0 | No | 0 | No | 0 | No | 0 | No | 0 | No | 0 | No | N/A | 0 | No | No | No | N/A | N/A | N/A | No | 0 | Surface Water | Y | Y | N | N | N | Y | N | Y | N | Surface Water Separation | Yes | No | No | No | No | Yes | 10 | 0 | No | No | No | Pending investigation | AMP 12 | 0 | AMP 12 | AMP 12 | Improvements at this site are profiled in line with HMG targets timescales to balance deliverability and affordability considerations, and we will be reviewing the profiling as new information will become available. | AMP 12 |  | 0 | 0 | 0 | 0 | 0 | 0 | 0 | 0 | 96.97 | 0 | 0 | 100 | 0 | 0 | 98.28 | 1 | 1.85 | 100 | [12 empty] | Y |  | 0
ThW0037 | Thames Water | CNTD.0004 | BURGHFIELD WWTW | D.4 | Burghfield STW | Storm discharge at STW | SU6592068570 | CLAY HILL BROOK | GB106039023120 | Clayhill Brook | Inland | No | Yes | No | 0 | No | 0 | No | 0 | No | 0 | No | 0 | No | 0 | No | N/A | 0 | No | No | No | N/A | N/A | N/A | No | Not asset maintenance - Hydraulic capacity | Combination | Y | N | N | Y | N | N | N | N | N | Surface Water Separation | Yes | Yes | Yes | No | Yes | No | 10 | 0 | Yes | No | No | N | AMP 08 | 0 | AMP 08 | AMP 08 | 0 | N/A | Y | 0 | 0 | N | N | 0 | 0 | 132 | 2861 | 92.25 | 56 | 1130.91 | 100 | 118 | 2397.33 | 97.94 | N/A | N/A | N/A | [12 empty] | Y |  | 0
ThW0038 | Thames Water | CTCR.1776 | BYFIELD WASTEWATER TREATMENT WORKS | 1776 | Byfield STW | Storm discharge at STW | SP5236052560 | BYFIELD BROOK | GB106039042650 | Cherwell (Source to Trafford Bridge) | Inland | No | No | No | 0 | No | 0 | No | 0 | No | 0 | No | 0 | No | 0 | No | N/A | 0 | No | No | No | N/A | N/A | N/A | No | 0 | Surface Water | Y | N | Y | N | N | N | N | Y | N | Surface Water Separation | Yes | No | No | No | Yes | Yes | 10 | 0 | No | No | No | N | AMP 12 | 0 | AMP 12 | AMP 12 | Improvements at this site are profiled in line with HMG targets timescales to balance deliverability and affordability considerations, and we will be reviewing the profiling as new information will become available. | AMP 12 |  | 0 | 0 | 0 | 0 | 0 | 0 | 51 | 590.5 | 100 | 24 | 289.16 | 100 | 42 | 75.55 | 98.61 | N/A | N/A | N/A | [12 empty] | Y |  | 0
ThW0039 | Thames Water | CATM.3521 | CARTERTON STW | WR3521 | Carterton STW | Storm discharge at STW | SP2800004860 | SHILL BROOK | GB106039030280 | Shill Brook and Tributaries | Inland | No | No | No | 0 | No | 0 | No | 0 | No | 0 | No | 0 | No | 0 | No | N/A | 0 | No | No | No | N/A | N/A | N/A | No | Performance - Infiltration | Combination | Y | N | Y | N | N | N | N | Y | N | Surface Water Separation | Yes | No | No | No | Yes | Yes | 10 | 0 | No | No | No | N | AMP 12 | 0 | AMP 12 | AMP 12 | Improvements at this site are profiled in line with HMG targets timescales to balance deliverability and affordability considerations, and we will be reviewing the profiling as new information will become available. | AMP 12 | Y | 0 | 0 | 0 | 0 | 0 | 0 | 61 | 1046.25 | 99.97 | 33 | 435.12 | 100 | 28 | 418.31 | 99.67 | 45 | 697.8 | 100 | [12 empty] | Y |  | 0
ThW0040 | Thames Water | CTCR.1766 | CHACOMBE WASTEWATER TREATMENT WORKS | 1766 | Chacombe STW | Storm discharge at STW | SP4927044170 | CHACOMBE BROOK | GB106039037280 | Chacombe Brook (Source to Cherwell) | Inland | No | No | No | 0 | No | 0 | No | 0 | No | 0 | No | 0 | No | 0 | No | N/A | 0 | No | No | No | N/A | N/A | N/A | No | 0 | Surface Water | Y | Y | N | N | N | Y | N | N | N | Surface Water Separation | Yes | No | No | No | Yes | No | 10 | 0 | No | No | No | N | AMP 11 | 0 | AMP 11 | AMP 11 | Improvements at this site are profiled in line with HMG targets timescales to balance deliverability and affordability considerations, and we will be reviewing the profiling as new information will become available. | N/A |  | 0 | 0 | 0 | 0 | 0 | 0 | 29 | 68.5 | 100 | 17 | 29.05 | 100 | 23 | 50.38 | 98.1 | N/A | N/A | N/A | [12 empty] | Y |  | 0
ThW0041 | Thames Water | CNTD.0064 | CHADLINGTON WWTW | D64 | Chadlington STW | Storm discharge at STW | SP3271021190 | Chadlington Stream | GB106039029960 | Evenlode (Bledington to Glyme confluence) | Inland | No | Yes | No | 0 | No | 0 | No | 0 | No | 0 | No | 0 | Yes | Evenlode | No | N/A | 0 | No | No | No | N/A | N/A | N/A | No | Not asset maintenance - Hydraulic capacity | Surface Water | Y | Y | N | N | N | Y | N | Y | N | Surface Water Separation | Yes | Yes | Yes | No | Yes | Yes | 10 | 0 | Yes | No | No | N | AMP 08 | 0 | AMP 08 | AMP 08 | 0 | AMP 08 |  | 0 | 0 | N | N | 0 | 0 | 64 | 667.5 | 99.35 | 24 | 133.93 | 100 | 34 | 325.82 | 98.28 | 45 | 445.9 | 100 | [12 empty] | Y |  | 0
ThW0042 | Thames Water | CSSC.2465 | CHALGROVE WWTW | COPA/2465 | Chalgrove STW | Storm discharge at STW | SU6490098820 | WARPSGRAVE DITCH | GB106039023780 | Haseley Brook | Inland | No | No | No | 0 | No | 0 | No | 0 | No | 0 | No | 0 | No | 0 | No | N/A | 0 | No | No | No | N/A | N/A | N/A | No | Performance - Asset configuration (e.g. PS/rising main/storm tanks) | Surface Water | Y | Y | Y | N | N | N | N | N | N | Surface Water Separation | Yes | No | No | No | Yes | No | 10 | 0 | No | No | No | N | AMP 12 | 0 | AMP 12 | AMP 12 | Improvements at this site are profiled in line with HMG targets timescales to balance deliverability and affordability considerations, and we will be reviewing the profiling as new information will become available. | N/A | Y | 0 | Y | 0 | 0 | 0 | 0 | 132 | 2201.25 | 99.85 | 31 | 336.8 | 94 | 58 | 949.33 | 98.11 | N/A | N/A | N/A | [12 empty] | Y |  | 0
ThW0043 | Thames Water | CSSC.2466 | CHAPEL ROW (BERKS) WWTW | COPA/2466 | Chapel Row STW | Storm discharge at STW | SU5745069340 | TRIBUTARY OF RIVER BOURNE | GB106039023300 | Pang | Inland | No | Yes | No | 0 | No | 0 | No | 0 | No | 0 | No | 0 | No | 0 | No | N/A | 0 | No | No | No | N/A | N/A | N/A | No | Not asset maintenance - Hydraulic capacity | Surface Water | Y | Y | N | N | N | Y | N | Y | N | Surface Water Separation | Yes | Yes | Yes | No | Yes | Yes | 10 | 0 | Yes | No | No | N | AMP 08 | 0 | AMP 08 | AMP 08 | 0 | AMP 08 | Y | 0 | 0 | 0 | 0 | 0 | 0 | 85 | 1362 | 100 | 70 | 1212.27 | 100 | 57 | 1000.99 | 100 | 88 | 1250.63 | 99.99 | [12 empty] | Y |  | 0
ThW0044 | Thames Water | TEMP.2465 | Chapmore End | TEMP.2465 | Chapmore End STW | Storm discharge at STW | TL3320016711 | Rib | GB106038033360 | Rib (from confluence with Quin to Lee Navigation) | Inland | No | No | No | 0 | No | 0 | No | 0 | No | 0 | No | 0 | No | 0 | No | N/A | 0 | No | No | No | N/A | N/A | N/A | No | 0 | Surface Water | Y | N | N | N | N | Y | N | Y | N | Surface Water Separation | Yes | No | No | No | Yes | Yes | 10 | 0 | No | No | No | N | AMP 12 | 0 | AMP 12 | AMP 12 | Improvements at this site are profiled in line with HMG targets timescales to balance deliverability and affordability considerations, and we will be reviewing the profiling as new information will become available. | AMP 12 |  | 0 | 0 | 0 | 0 | 0 | 0 | 31 | 80.25 | 99.65 | 0 | 0 | 98 | 30 | 61.63 | 97.96 | 25 | 57.5 | 100 | [12 empty] | Y |  | 0
ThW0045 | Thames Water | TEMP.2466 | CHARLBURY WWTW | TEMP.2466 | Charlbury STW | Storm discharge at STW | SP3530019180 | Evenlode | GB106039029960 | Evenlode (Bledington to Glyme confluence) | Inland | No | No | No | 0 | No | 0 | No | 0 | No | 0 | No | 0 | Yes | Evenlode | No | N/A | 0 | No | No | No | N/A | N/A | N/A | No | 0 | Surface Water | Y | N | N | N | N | Y | N | Y | N | Surface Water Separation | Yes | Yes | Yes | No | Yes | Yes | 10 | 0 | Yes | No | No | N | AMP 08 | 0 | AMP 08 | AMP 08 | 0 | AMP 08 | Y | 0 | 0 | N | N | 0 | 0 | 11 | 35 | 99.23 | 6 | 15.15 | 100 | 19 | 186.12 | 97.97 | 28 | 370.4 | 100 | [12 empty] | Y |  | 0
ThW0046 | Thames Water | TEMP.2467 | CHARLTON-ON-OTMOOR WWTW | TEMP.2467 | Charlton-on-Otmoor STW | Storm discharge at STW | SP5688015920 | Oxon Ray | GB106039030090 | Oxon Ray (upstream A41 to Cherwell) including Otmoor | Inland | Yes-Probable | No | No | 0 | No | 0 | No | 0 | No | 0 | No | 0 | Yes | River Ray | No | N/A | 0 | No | No | No | N/A | N/A | N/A | No | Performance - Infiltration | Combination | Y | Y | N | Y | N | N | N | Y | N | Surface Water Separation | Yes | Yes | Yes | No | Yes | Yes | 10 | 0 | Yes | No | No | N | AMP 08 | 0 | AMP 08 | AMP 08 | 0 | AMP 08 |  | 0 | 0 | N | N | 0 | 0 | 77 | 792.5 | 98.07 | 32 | 228.12 | 100 | 55 | 805.49 | 97.99 | 103 | 1261.8 | 99.95 | [12 empty] | Y |  | 0
ThW0047 | Thames Water | CTCR.1977 | CHERTSEY STW, LYNE LANE, CHERTSEY, | 1977 | Chertsey STW | Storm discharge at STW | TQ0170068100 | BOURNE (NORTH) | GB106039017070 | Chertsey Bourne (Virginia Water to Chertsey) | Inland | No | No | No | 0 | No | 0 | No | 0 | No | 0 | No | 0 | No | 0 | No | N/A | 0 | No | No | No | N/A | N/A | N/A | No | Performance - Asset configuration (e.g. PS/rising main/storm tanks) | Surface Water | Y | Y | N | N | N | Y | N | Y | N | Surface Water Separation | Yes | No | No | No | Yes | Yes | 10 | 0 | No | No | No | N | AMP 12 | 0 | AMP 12 | AMP 12 | Improvements at this site are profiled in line with HMG targets timescales to balance deliverability and affordability considerations, and we will be reviewing the profiling as new information will become available. | AMP 12 | Y | Y | 0 | 0 | 0 | 0 | 0 | 67 | 1141.75 | 99.63 | 20 | 279.34 | 99 | 48 | 654.22 | 94.22 | 61 | 1075.75 | 99.98 | [12 empty] | Y | 2024 | 0
ThW0048 | Thames Water | CNTD.0082 | Chesham | D.82 | Chesham STW | Storm discharge at STW | SU9809099520 | THE RIVER CHESS | GB106039029870 | Chess | Inland | No | No | No | 0 | No | 0 | No | 0 | No | 0 | Yes | River Chess | Yes | Rivers Colne, Gade, Chess & Colne Brook | No | N/A | 0 | No | No | No | N/A | N/A | N/A | No | 0 | Surface Water | Y | N | Y | N | N | N | N | N | N | Surface Water Separation | Yes | Yes | Yes | No | Yes | No | 10 | 0 | Yes | No | No | Pending investigation | AMP 09 | 0 | AMP 09 | AMP 09 | 0 | N/A |  | 0 | Y | 0 | 0 | 0 | 0 | 5 | 19.25 | 99.42 | N/A | N/A | N/A | N/A | N/A | N/A | N/A | N/A | N/A | [12 empty] | Y |  | 0
ThW0049 | Thames Water | TEMP.2475 | Chieveley | TEMP.2475 | Chieveley STW | Storm discharge at STW | SU4690073901 | Winterbourne Stream | GB106039023210 | Winterbourne | Inland | No | No | No | 0 | No | 0 | No | 0 | No | 0 | Yes | Winterbourne Stream | No | 0 | No | N/A | 0 | No | No | No | N/A | N/A | N/A | No | 0 | Combination | N | Y | N | N | N | N | N | N | N | N | Yes | Yes | Yes | No | No | No | 10 | 0 | Yes | No | No | Pending investigation | AMP 09 | 0 | AMP 09 | AMP 09 | 0 | N/A |  | 0 | 0 | 0 | 0 | 0 | 0 | 3 | 12.75 | 100 | 1 | 5.44 | 100 | 3 | 12.27 | 99.72 | 4 | 43.62 | 100 | [12 empty] | Y |  | 0
ThW0050 | Thames Water | CNTD.0028 | CHINNOR WASTEWATER TREATMENT WORKS | D28 | Chinnor STW | Storm discharge at STW | SP7602003240 | HENTON STREAM | GB106039030200 | Kingsey Cuttle Brook and tributaries at Thame | Inland | Yes-Probable | No | No | 0 | No | 0 | No | 0 | No | 0 | No | 0 | No | 0 | No | N/A | 0 | No | No | No | N/A | N/A | N/A | No | Performance - Infiltration | Combination | Y | Y | Y | N | N | N | N | N | N | Surface Water Separation | Yes | Yes | Yes | No | Yes | No | 10 | 0 | Yes | No | No | N | AMP 08 | 0 | AMP 08 | AMP 08 | 0 | N/A | Y | Y | 0 | N | N | 0 | 0 | 89 | 558 | 99.55 | N/A | N/A | N/A | N/A | N/A | N/A | 83 | 601.38 | 99.8 | [12 empty] | Y | 2024 | 0
ThW0051 | Thames Water | CTCR.1767 | CHIPPING NORTON STW | 1767 | Chipping Norton STW | Storm discharge at STW | SP2939026650 | BLUE BROOK | GB106039037400 | Cornwell Brook and tributaries (Source to Evenlode) | Inland | No | No | No | 0 | No | 0 | No | 0 | No | 0 | No | 0 | Yes | Cornwell Brook | No | N/A | 0 | No | No | No | N/A | N/A | N/A | No | 0 | Surface Water | Y | N | Y | N | N | N | N | Y | N | Surface Water Separation | Yes | Yes | Yes | No | Yes | Yes | 10 | 0 | Yes | No | No | N | AMP 11 | 0 | AMP 11 | AMP 11 | Improvements at this site are profiled in line with HMG targets timescales to balance deliverability and affordability considerations, and we will be reviewing the profiling as new information will become available. | AMP 11 | Y | 0 | 0 | 0 | 0 | 0 | 0 | 28 | 292.75 | 99.83 | 10 | 81.04 | 100 | 34 | 441.41 | 98.47 | 43 | 596.38 | 100 | [12 empty] | Y |  | 0
ThW0052 | Thames Water | CTCR.1793 | CHIPPING WARDEN WWTW | 1793 | Chipping Warden STW | Storm discharge at STW | SP5000048150 | TRIBUTARY OF RIVER CHERWELL | GB106039037350 | Cherwell (Ashby Brook to Cropredy) | Inland | No | No | No | 0 | No | 0 | No | 0 | No | 0 | No | 0 | No | 0 | No | N/A | 0 | No | No | No | N/A | N/A | N/A | No | Not asset maintenance - Hydraulic capacity | Surface Water | Y | Y | Y | N | N | N | N | Y | N | Surface Water Separation | Yes | No | No | No | Yes | Yes | 10 | 0 | No | No | No | N | AMP 12 | 0 | AMP 12 | AMP 12 | Improvements at this site are profiled in line with HMG targets timescales to balance deliverability and affordability considerations, and we will be reviewing the profiling as new information will become available. | AMP 12 | Y | 0 | 0 | 0 | 0 | 0 | 0 | 42 | 408.25 | 97.44 | 42 | 97.24 | 96 | 66 | 607.01 | 98.01 | 35 | 261.76 | 99.99 | [12 empty] | Y |  | 0
ThW0053 | Thames Water | TEMP.2484 | CHOBHAM (OLD) WWTW | TEMP.2484 | Chobham STW | Storm discharge at STW | SU9770061000 | Bourne - South | GB106039017920 | Addlestone Bourne (West End to Hale/Mill Bourne confluence at Mimbridge) | Inland | No | No | No | 0 | No | 0 | No | 0 | No | 0 | No | 0 | No | 0 | No | N/A | 0 | No | No | No | N/A | N/A | N/A | No | Performance - Asset configuration (e.g. PS/rising main/storm tanks) | Surface Water | Y | N | Y | N | N | N | N | N | N | Surface Water Separation | Yes | Yes | Yes | No | Yes | No | 10 | 0 | Unknown | No | No | N | AMP 11 | 0 | AMP 11 | AMP 11 | Improvements at this site are profiled in line with HMG targets timescales to balance deliverability and affordability considerations, and we will be reviewing the profiling as new information will become available. | N/A | Y | 0 | 0 | 0 | 0 | 0 | 0 | 45 | 315.75 | 93.3 | 48 | 394.57 | 100 | 98 | 1139.87 | 98.68 | 98 | 1315.55 | 100 | [12 empty] | Y |  | 0
ThW0054 | Thames Water | CNTW.0360 | CHOLSEY WASTEWATER TREATMENT WORKS | B360 | Cholsey STW | Storm discharge at STW | SU5909087190 | CHOLSEY BROOK | GB106039023570 | Cholsey Brook and tributaries | Inland | No | No | No | 0 | No | 0 | No | 0 | No | 0 | No | 0 | No | 0 | No | N/A | 0 | No | No | No | N/A | N/A | N/A | No | 0 | Surface Water | Y | N | Y | N | N | N | N | N | N | Surface Water Separation | Yes | No | No | No | Yes | No | 10 | 0 | No | No | No | Pending investigation | AMP 12 | 0 | AMP 12 | AMP 12 | Improvements at this site are profiled in line with HMG targets timescales to balance deliverability and affordability considerations, and we will be reviewing the profiling as new information will become available. | N/A |  | Y | Y | 0 | 0 | 0 | 0 | 2 | 4 | 99.92 | N/A | N/A | N/A | N/A | N/A | N/A | N/A | N/A | N/A | [12 empty] | Y | 0 | 0
ThW0055 | Thames Water | CSSC.5783 | CHURCH HANBOROUGH STW, CHURCH HANBO | COPA/5783 | Church Hanborough STW | Storm discharge at STW | SP4223012930 | HANBOROUGH STREAM | GB106039029880 | Evenlode (Glyme to Thames) | Inland | No | Yes | No | 0 | No | 0 | No | 0 | No | 0 | No | 0 | Yes | Evenlode | No | N/A | 0 | No | No | No | N/A | N/A | N/A | No | Not asset maintenance - Hydraulic capacity | Surface Water | Y | N | Y | N | N | N | N | Y | N | Surface Water Separation | Yes | Yes | Yes | No | Yes | Yes | 10 | 0 | Yes | No | No | N | AMP 09 | 0 | AMP 09 | AMP 09 | 0 | AMP 09 | Y | 0 | 0 | 0 | 0 | 0 | UV - pending investigation | 120 | 1479.5 | 99.62 | 54 | 505.59 | 100 | 70 | 865.25 | 98.49 | 81 | 899.9 | 100 | [12 empty] | Y |  | 0
ThW0056 | Thames Water | CTCR.1750 | CIRENCESTER WWTW | 1750 | Cirencester STW | Storm discharge at STW | SU0358096790 | SHORNCOTE DITCH | GB106039023800 | Cerney Wick Brook (source to Thames) | Inland | No | No | No | 0 | No | 0 | No | 0 | No | 0 | No | 0 | No | 0 | No | N/A | 0 | No | No | No | N/A | N/A | N/A | No | Performance - Infiltration | Combination | Y | Y | Y | N | N | N | N | Y | N | Surface Water Separation | Yes | Yes | Yes | No | Yes | Yes | 10 | 0 | Unknown | No | No | N | AMP 09 | 0 | AMP 09 | AMP 09 | 0 | AMP 09 |  | Y | 0 | 0 | 0 | 0 | 0 | 165 | 2870.75 | 100 | 67 | 405.91 | 100 | 88 | 1216.07 | 97.63 | 72 | 735.33 | 100 | [12 empty] | Y | 2025 | 0
ThW0057 | Thames Water | CSSC.1001 | CLANFIELD WWTW | COPA/1001 | Clanfield STW | Storm discharge at STW | SP2900001810 | HALFACRE BROOK | GB106039030231 | Radcot Cut | Inland | No | No | No | 0 | No | 0 | No | 0 | No | 0 | No | 0 | No | 0 | No | N/A | 0 | No | No | No | N/A | N/A | N/A | No | Performance - Infiltration | Combination | Y | Y | N | Y | N | N | N | N | N | Surface Water Separation | Yes | No | No | No | Yes | No | 10 | 0 | No | No | No | N | AMP 12 | 0 | AMP 12 | AMP 12 | Improvements at this site are profiled in line with HMG targets timescales to balance deliverability and affordability considerations, and we will be reviewing the profiling as new information will become available. | N/A | Y | 0 | 0 | 0 | 0 | 0 | 0 | 150 | 3156 | 99.78 | 40 | 541.63 | 100 | 148 | 3504 | 97.94 | N/A | N/A | N/A | [12 empty] | Y |  | 0
ThW0058 | Thames Water | TEMP.0707 | CLIFTON WASTEWATER TREATMENT WORKS | TEMP.0707 | Clifton STW | Storm discharge at STW | SP4911031540 | CLIFTON BROOK | GB106039037431 | Cherwell (Nell Bridge to Bletchingdon) | Inland | No | No | No | 0 | No | 0 | No | 0 | No | 0 | No | 0 | No | 0 | No | N/A | 0 | No | No | No | N/A | N/A | N/A | No | 0 | Surface Water | N | Y | N | N | N | N | N | Y | N | Sewer Capacity Increase | Yes | No | No | No | Yes | Yes | 10 | 0 | No | No | No | N | AMP 12 | 0 | AMP 12 | AMP 12 | Improvements at this site are profiled in line with HMG targets timescales to balance deliverability and affordability considerations, and we will be reviewing the profiling as new information will become available. | AMP 12 |  | 0 | 0 | N | N | 0 | 0 | 13 | 42.5 | 99.74 | 3 | 10.56 | 100 | 8 | 15.16 | 97.74 | 29 | 166.24 | 100 | [12 empty] | Y |  | 0
ThW0059 | Thames Water | TEMP.2495 | COLGATE WASTEWATER TREATMENT WORKS | TEMP.2495 | Colgate STW | Storm discharge at STW | TQ2320033020 | Ifield Brook | GB106039017460 | Ifield Brook | Inland | No | No | No | 0 | No | 0 | No | 0 | No | 0 | No | 0 | No | 0 | No | N/A | 0 | No | No | No | N/A | N/A | N/A | No | 0 | Surface Water | N | Y | N | N | N | N | N | Y | N | N | Yes | No | No | No | Yes | Yes | 10 | 0 | No | No | No | Pending investigation | AMP 11 | 0 | AMP 11 | AMP 11 | Improvements at this site are profiled in line with HMG targets timescales to balance deliverability and affordability considerations, and we will be reviewing the profiling as new information will become available. | AMP 11 |  | 0 | 0 | 0 | 0 | 0 | 0 | 0 | 0 | 43.68 | 0 | 0 | 95 | 0 | 0 | 100 | 40 | 385.59 | 100 | [12 empty] | Y |  | 0
ThW0060 | Thames Water | CSSC.1091 | COMBE WASTEWATER TREATMENT WORKS | COPA/1091 | Combe STW | Storm discharge at STW | SP4065015580 | Evenlode | GB106039029960 | Evenlode (Bledington to Glyme confluence) | Inland | No | Yes | No | 0 | No | 0 | No | 0 | No | 0 | No | 0 | Yes | Evenlode | No | N/A | 0 | No | No | No | N/A | N/A | N/A | No | Not asset maintenance - Hydraulic capacity | Surface Water | Y | N | N | N | N | Y | N | Y | N | Surface Water Separation | Yes | Yes | Yes | No | Yes | Yes | 10 | 0 | Yes | No | No | N | AMP 08 | 0 | AMP 08 | AMP 08 | 0 | AMP 08 |  | 0 | 0 | N | N | 0 | 0 | 111 | 1983.75 | 99.96 | 33 | 360.5 | 99 | 48 | 728.33 | 97.75 | 29 | 305.9 | 99.95 | [12 empty] | Y |  | 0
ThW0061 | Thames Water | CATM.3132 | COMPTON SEWAGE TREATMENT WORKS | WR3132 | Compton STW | Storm discharge at STW | SU5260079000 | RIVER PANG | GB106039023300 | Pang | Inland | No | No | No | 0 | No | 0 | No | 0 | No | 0 | Yes | River Pang | No | 0 | No | N/A | 0 | No | No | No | N/A | N/A | N/A | No | 0 | Combination | Y | Y | Y | N | N | N | N | Y | N | Surface Water Separation | Yes | Yes | Yes | No | Yes | Yes | 10 | 0 | Yes | No | No | N | AMP 08 | 0 | AMP 08 | AMP 08 | 0 | AMP 08 | Y | 0 | 0 | N | N | 0 | 0 | 0 | 0 | 99.03 | 0 | 0 | 100 | 60 | 1110.21 | 97.75 | N/A | N/A | N/A | [12 empty] | Y |  | 0
ThW0062 | Thames Water | CSSC.1038 | COTTERED WASTEWATER TREATMENT WORKS | COPA/1038 | Cottered STW | Storm discharge at STW | TL3152029680 | COTTERED BROOK | GB106038040110 | Beane (Source to Stevenage Brook) | Inland | No | No | No | 0 | No | 0 | No | 0 | No | 0 | No | 0 | No | 0 | No | N/A | 0 | No | No | No | N/A | N/A | N/A | No | Not asset maintenance - Hydraulic capacity | Surface Water | Y | Y | N | N | N | Y | N | Y | N | Surface Water Separation | Yes | No | No | No | Yes | Yes | 10 | 0 | No | No | No | N | AMP 12 | 0 | AMP 12 | AMP 12 | Improvements at this site are profiled in line with HMG targets timescales to balance deliverability and affordability considerations, and we will be reviewing the profiling as new information will become available. | AMP 12 | Y | 0 | Y | 0 | 0 | 0 | 0 | 114 | 2222.25 | 77.5 | 68 | 1010.82 | 100 | 83 | 1346.35 | 99.61 | 152 | 2604.94 | 100 | [12 empty] | Y |  | 0
ThW0063 | Thames Water | CTCR.1941 | LITTLEMEAD INDUSTRIAL ESTATE CSO | 1941 | Littlemead ind estate, cranleigh | Storm discharge at CSO | TQ0484038990 | TRIB OF CRANLEIGH WATERS | GB106039017810 | Cranleigh Waters | Inland | No | No | No | 0 | No | 0 | No | 0 | No | 0 | No | 0 | No | 0 | No | N/A | 0 | No | No | No | N/A | N/A | N/A | No | N/A - Ongoing investigation | Surface Water | N | Y | N | N | N | N | N | Y | N | Sewer Capacity Increase | Yes | No | No | No | Yes | Yes | 10 | 0 | No | No | No | N | AMP 11 | 0 | AMP 11 | AMP 11 | Improvements at this site are profiled in line with HMG targets timescales to balance deliverability and affordability considerations, and we will be reviewing the profiling as new information will become available. | AMP 11 |  | 0 | 0 | 0 | 0 | 0 | 0 | 56 | 421.75 | 100 | 38 | 365.18 | 75 | 27 | 354.34 | 79.73 | 33 | 266.41 | 87.89 | [12 empty] | Y |  | 0
ThW0064 | Thames Water | TEMP.2966 | Taylors Crescent, Cranleigh | TEMP.2966 | Taylors crescent, cranleigh | Storm discharge at CSO | TQ0670039240 | Cranleigh Waters | GB106039017810 | Cranleigh Waters | Inland | No | No | No | 0 | No | 0 | No | 0 | No | 0 | No | 0 | No | 0 | No | N/A | 0 | No | No | No | N/A | N/A | N/A | No | 0 | Surface Water | N | Y | N | N | N | N | N | Y | N | Sewer Capacity Increase | Yes | No | No | No | No | Yes | 10 | 0 | No | No | No | Pending investigation | AMP 11 | 0 | AMP 11 | AMP 11 | Improvements at this site are profiled in line with HMG targets timescales to balance deliverability and affordability considerations, and we will be reviewing the profiling as new information will become available. | AMP 11 |  | 0 | 0 | 0 | 0 | 0 | 0 | 3 | 8.5 | 97.98 | N/A | N/A | N/A | 9 | 36.98 | 100 | 10 | 64.7 | 100 | [12 empty] | Y |  | 0
ThW0065 | Thames Water | TEMP.2711 | CSO AT KNOWLE LANE | TEMP.2711 | Knowle lane, cranleigh | Storm discharge at CSO | TQ0568038800 | CRANLEIGH WATERS/LITTLEMEAD | GB106039017810 | Cranleigh Waters | Inland | No | No | No | 0 | No | 0 | No | 0 | No | 0 | No | 0 | No | 0 | No | N/A | 0 | No | No | No | N/A | N/A | N/A | No | 0 | Surface Water | N | Y | N | N | N | N | N | Y | N | Sewer Capacity Increase | Yes | No | No | No | Yes | Yes | 10 | 0 | No | No | No | N | AMP 12 | 0 | AMP 12 | AMP 12 | Improvements at this site are profiled in line with HMG targets timescales to balance deliverability and affordability considerations, and we will be reviewing the profiling as new information will become available. | AMP 12 |  | 0 | 0 | 0 | 0 | 0 | 0 | 22 | 95.75 | 99.96 | 10 | 46.03 | 87 | 14 | 51.9 | 94.45 | 16 | 79 | 100 | [12 empty] | Y |  | 0
ThW0066 | Thames Water | CTCR.1838 | CRANLEIGH STW, CRANLEIGH, SURREY | 1838 | Cranleigh STW | Storm discharge at STW | TQ0403039250 | CRANLEIGH WATERS | GB106039017810 | Cranleigh Waters | Inland | No | No | No | 0 | No | 0 | No | 0 | No | 0 | No | 0 | No | 0 | No | N/A | 0 | No | No | No | N/A | N/A | N/A | No | 0 | Combination | Y | N | Y | N | N | N | N | Y | N | Surface Water Separation | Yes | No | No | No | Yes | Yes | 10 | 0 | No | No | No | N | AMP 12 | 0 | AMP 12 | AMP 12 | Improvements at this site are profiled in line with HMG targets timescales to balance deliverability and affordability considerations, and we will be reviewing the profiling as new information will become available. | AMP 12 | Y | 0 | 0 | 0 | 0 | 0 | 0 | 27 | 164.75 | 93.66 | 25 | 166.17 | 100 | 34 | 273.28 | 98.13 | 41 | 369.49 | 100 | [12 empty] | Y |  | 0
ThW0067 | Thames Water | TEMP.0597 | Canfold Wood | TEMP.0597 | Canfold Wood (Ewhurst) SPS | Storm discharge at SPS | TQ0850039700 | Thornhurst Brook | GB106039017810 | Cranleigh Waters | Inland | No | No | No | 0 | No | 0 | No | 0 | No | 0 | No | 0 | No | 0 | No | N/A | 0 | No | No | No | N/A | N/A | N/A | No | 0 | Surface Water | N | Y | N | N | N | N | N | Y | N | N | Yes | No | No | No | Yes | Yes | 10 | 0 | No | No | No | N | AMP 11 | 0 | AMP 11 | AMP 11 | Improvements at this site are profiled in line with HMG targets timescales to balance deliverability and affordability considerations, and we will be reviewing the profiling as new information will become available. | AMP 11 |  | 0 | 0 | 0 | 0 | 0 | 0 | 23 | 124.25 | 96.96 | 16 | 76.79 | 96 | 14 | 67.69 | 97.37 | 26 | 172.01 | 100 | [12 empty] | Y |  | 0
ThW0068 | Thames Water | TEMP.1627 | Ockley Road | TEMP.1627 | Ockley Road (Ewhurst) SPS | Storm discharge at SPS | TQ0950040200 | Cobbler's Brook | GB106039017810 | Cranleigh Waters | Inland | No | No | No | 0 | No | 0 | No | 0 | No | 0 | No | 0 | No | 0 | No | N/A | 0 | No | No | No | N/A | N/A | N/A | No | 0 | Surface Water | N | Y | N | N | N | N | N | Y | N | N | Yes | No | No | No | No | Yes | 10 | 0 | No | No | No | Pending investigation | AMP 12 | 0 | AMP 12 | AMP 12 | Improvements at this site are profiled in line with HMG targets timescales to balance deliverability and affordability considerations, and we will be reviewing the profiling as new information will become available. | AMP 12 |  | 0 | 0 | 0 | 0 | 0 | 0 | 9 | 45 | 91.97 | N/A | N/A | N/A | 6 | 16.07 | 97.15 | 3 | 16.18 | 99.64 | [12 empty] | Y |  | 0
ThW0069 | Thames Water | Surrendered permit | CRAWLEY NO. 2 WWTW | 2132 | Crawley STW | Storm discharge at STW | N/A | N/A | N/A | N/A | N/A | N/A | N/A | N/A | N/A | N/A | N/A | N/A | N/A | N/A | N/A | N/A | N/A | N/A | N/A | N/A | N/A | N/A | N/A | N/A | N/A | N/A | N/A | N/A | N/A | N/A | N/A | N/A | N/A | N/A | N/A | N/A | N/A | N/A | N/A | N/A | N/A | N/A | N/A | N/A | N/A | N/A | N/A | N/A | N/A | N/A | N/A | N/A | N/A | N/A | N/A | N/A | N/A | N/A | N/A | N/A | N/A | N/A | N/A | N/A | N/A | N/A | N/A | N/A | N/A | N/A | N/A | N/A | N/A | N/A | N/A | N/A | N/A | N/A | N/A | N/A | N/A | N/A | N/A | N/A | N/A | N/A | N/A | N/A | N/A | N/A | N/A | N/A | N/A
ThW0070 | Thames Water | CSSC.2470 | CRICKLADE WWTW | COPA/2470 | Cricklade STW | Storm discharge at STW | SU1067093860 | TRIBUTARY OF THE RIVER THAMES | GB106039022990 | Thames (Churn to Coln) | Inland | No | No | No | 0 | No | 0 | No | 0 | No | 0 | No | 0 | No | 0 | No | N/A | 0 | No | No | No | N/A | N/A | N/A | No | Not asset maintenance - Hydraulic capacity | Surface Water | Y | Y | Y | N | N | N | N | N | N | Surface Water Separation | Yes | No | No | No | Yes | No | 10 | 0 | No | No | No | N | AMP 12 | 0 | AMP 12 | AMP 12 | Improvements at this site are profiled in line with HMG targets timescales to balance deliverability and affordability considerations, and we will be reviewing the profiling as new information will become available. | N/A | Y | Y | 0 | 0 | 0 | 0 | 0 | 114 | 1482.75 | 99.99 | 56 | 297.25 | 84 | 72 | 549 | 97.83 | N/A | N/A | N/A | [12 empty] | Y | 2024 | 0
ThW0071 | Thames Water | CSSC.2450 | CRONDALL WASTEWATER TREATMENT WORKS | COPA/2450 | Crondall STW | Storm discharge at STW | SU7955049530 | RIVER HART | GB106039017090 | Hart (Crondall to Elvetham) | Inland | No | No | No | 0 | No | 0 | No | 0 | No | 0 | Yes | 0 | No | 0 | No | N/A | 0 | No | No | No | N/A | N/A | N/A | No | 0 | Combination | Y | N | Y | N | N | N | N | Y | N | Surface Water Separation | Yes | Yes | Yes | No | Yes | Yes | 10 | 0 | Yes | No | No | N | AMP 08 | 0 | AMP 08 | AMP 08 | 0 | AMP 08 | Y | 0 | 0 | N | N | 0 | 0 | 37 | 762 | 99.79 | 1 | 0.5 | 100 | 23 | 276.76 | 97.85 | 112 | 2401.08 | 100 | [12 empty] | Y |  | 0
ThW0072 | Thames Water | CSSC.2446 | CUDDINGTON WWTW | COPA/2446 | Cuddington STW | Storm discharge at STW | SP7380011960 | RIVER THAME | GB106039030370 | Thame (Aylesbury to Scotsgrove Brook) | Inland | No | Yes | No | 0 | No | 0 | No | 0 | No | 0 | No | 0 | Yes | River Thame | No | N/A | 0 | No | No | No | N/A | N/A | N/A | No | 0 | Surface Water | Y | Y | N | N | N | Y | N | N | N | Surface Water Separation | Yes | Yes | Yes | No | Yes | No | 10 | 0 | Yes | No | No | N | AMP 08 | 0 | AMP 08 | AMP 08 | 0 | N/A | Y | 0 | 0 | N | N | 0 | 0 | 29 | 283.5 | 98.97 | 4 | 62.16 | 100 | 90 | 1931.12 | 98.22 | N/A | N/A | N/A | [12 empty] | Y |  | 0
ThW0073 | Thames Water | TEMP.2512 | Culworth | TEMP.2512 | Culworth STW | Storm discharge at STW | SP5450046601 | Culworth Brook | GB106039037350 | Cherwell (Ashby Brook to Cropredy) | Inland | No | No | No | 0 | No | 0 | No | 0 | No | 0 | No | 0 | No | 0 | No | N/A | 0 | No | No | No | N/A | N/A | N/A | No | 0 | Surface Water | Y | N | N | N | N | Y | N | N | N | Surface Water Separation | Yes | No | No | No | Yes | No | 10 | 0 | No | No | No | N | AMP 11 | 0 | AMP 11 | AMP 11 | Improvements at this site are profiled in line with HMG targets timescales to balance deliverability and affordability considerations, and we will be reviewing the profiling as new information will become available. | N/A | Y | 0 | 0 | 0 | 0 | 0 | 0 | 11 | 24.5 | 99.59 | 7 | 8.29 | 100 | 36 | 231.78 | 97.74 | 26 | 137.37 | 99.91 | [12 empty] | Y |  | 0
ThW0074 | Thames Water | CTCU.0375 | DAGNALL WASTEWATER TREATMENT WORKS | U375 | Dagnall STW | Storm discharge at STW | SP9962015530 | GROUNDWATER VIA INFILT SYSTEM | GB40601G601200 | Mid-Chilterns Chalk | Inland | No | No | No | 0 | No | 0 | No | 0 | No | 0 | No | 0 | No | 0 | No | N/A | 0 | No | No | No | N/A | N/A | N/A | No | Performance - Asset configuration (e.g. PS/rising main/storm tanks) | Surface Water | N | Y | N | N | N | N | N | N | N | N | Yes | No | No | No | Yes | No | 10 | 0 | No | No | No | N | AMP 11 | 0 | AMP 11 | AMP 11 | Improvements at this site are profiled in line with HMG targets timescales to balance deliverability and affordability considerations, and we will be reviewing the profiling as new information will become available. | N/A | Y | 0 | 0 | 0 | 0 | 0 | 0 | 38 | 222.5 | 99.82 | 47 | 250 | 100 | 52 | 360.27 | 98.07 | 70 | 524.42 | 100 | [12 empty] | Y |  | 0
ThW0075 | Thames Water | CATM.3651 | DIDCOT WASTEWATER TREATMENT WORKS | WR3651 | Didcot STW | Storm discharge at STW | SU5205091400 | MOOR DITCH | GB106039023630 | Moor Ditch and Ladygrove Ditch | Inland | No | No | No | 0 | No | 0 | No | 0 | No | 0 | No | 0 | Yes | Moor Ditch and Ladygrove Ditch | No | N/A | 0 | No | No | No | N/A | N/A | N/A | No | Performance - Infiltration | Combination | Y | N | Y | N | N | N | N | Y | N | Surface Water Separation | Yes | Yes | Yes | No | Yes | Yes | 10 | 0 | Yes | No | No | N | AMP 09 | 0 | AMP 09 | AMP 09 | 0 | AMP 09 |  | 0 | 0 | 0 | 0 | 0 | 0 | 61 | 725.5 | 98.58 | 28 | 214.32 | 99 | 57 | 739.49 | 97.7 | 88 | 1353.48 | 99.99 | [12 empty] | Y |  | 0
ThW0076 | Thames Water | TEMP.2542 | DORCHESTER WWTW | TEMP.2542 | Dorchester STW | Storm discharge at STW | SU5801093700 | Thame | GB106039030240 | Thame (Scotsgrove Brook to Thames) | Inland | No | No | No | 0 | No | 0 | No | 0 | No | 0 | No | 0 | Yes | River Thame | No | N/A | 0 | No | No | No | N/A | N/A | N/A | No | 0 | Surface Water | Y | Y | Y | N | N | N | N | Y | N | Surface Water Separation | Yes | Yes | Yes | No | No | Yes | 10 | 0 | Yes | No | No | Pending investigation | AMP 11 | 0 | AMP 11 | AMP 11 | Improvements at this site are profiled in line with HMG targets timescales to balance deliverability and affordability considerations, and we will be reviewing the profiling as new information will become available. | AMP 11 | Y | 0 | 0 | 0 | 0 | 0 | 0 | 4 | 17 | 99.53 | 0 | 0 | 100 | 9 | 109.99 | 99.36 | 0 | 0 | 100 | [12 empty] | Y |  | 0
ThW0077 | Thames Water | Surrendered permit | Bentsbrook Road, Dorking | TEMP.2441 | Bentsbrook road | Storm discharge at CSO | N/A | N/A | N/A | N/A | N/A | N/A | N/A | N/A | N/A | N/A | N/A | N/A | N/A | N/A | N/A | N/A | N/A | N/A | N/A | N/A | N/A | N/A | N/A | N/A | N/A | N/A | N/A | N/A | N/A | N/A | N/A | N/A | N/A | N/A | N/A | N/A | N/A | N/A | N/A | N/A | N/A | N/A | N/A | N/A | N/A | N/A | N/A | N/A | N/A | N/A | N/A | N/A | N/A | N/A | N/A | N/A | N/A | N/A | N/A | N/A | N/A | N/A | N/A | N/A | N/A | N/A | N/A | N/A | N/A | N/A | N/A | N/A | N/A | N/A | N/A | N/A | N/A | N/A | N/A | N/A | N/A | N/A | N/A | N/A | N/A | N/A | N/A | N/A | N/A | N/A | N/A | N/A | N/A
ThW0078 | Thames Water | CASM.1027 | DORKING STW (STORM) | S/WR1027 | Dorking STW | Storm discharge at STW | TQ1774050560 | RIVER MOLE | GB106039017624 | Mole - Dorking to Leatherhead | Inland | No | Yes | No | 0 | No | 0 | No | 0 | No | 0 | No | 0 | Yes | River Mole | No | N/A | 0 | No | No | No | N/A | N/A | N/A | No | Performance - Asset configuration (e.g. PS/rising main/storm tanks) | Surface Water | Y | Y | Y | N | N | N | N | Y | N | Surface Water Separation | Yes | Yes | Yes | No | Yes | Yes | 10 | 0 | Yes | No | No | N | AMP 09 | 0 | AMP 09 | AMP 09 | 0 | AMP 09 | Y | Y | 0 | 0 | 0 | 0 | 0 | 71 | 920.25 | 100 | 53 | 759.74 | 98 | 64 | 612.54 | 97.18 | 118 | 2101.59 | 99.68 | [12 empty] | Y | 2025 | 0
ThW0079 | Thames Water | CSAC.0953 | COACH ROAD CSO ON STONEBRIDGE SEWER | COPA/10953 | Stonebridge sso, brockham | Storm discharge at CSO | TQ1928049560 | THE RIVER MOLE | GB106039017623 | Mole - Leatherhead to Hersham | Inland | No | No | No | 0 | No | 0 | No | 0 | No | 0 | No | 0 | Yes | River Mole | No | N/A | 0 | No | No | No | N/A | N/A | N/A | No | 0 | Surface Water | N | N | N | N | N | N | N | Y | N | Sewer Capacity Increase | Yes | Yes | Yes | No | Yes | Yes | 10 | 0 | Yes | No | No | N | AMP 08 | 0 | AMP 08 | AMP 08 | 0 | AMP 08 |  | 0 | 0 | N | N | 0 | 0 | 19 | 154.75 | 50.37 | 4 | 20.06 | 43 | 19 | 138.57 | 100 | 37 | 316.31 | 99.99 | [12 empty] | Y |  | 0
ThW0080 | Thames Water | CSSC.0465 | DORTON WWTW | COPA/0465 | Dorton STW | Storm discharge at STW | SP6844014200 | Dorton Brook | GB106039030400 | Dorton, Chearsley and Waddesdon Brooks | Inland | No | No | No | 0 | No | 0 | No | 0 | No | 0 | No | 0 | No | 0 | No | N/A | 0 | No | No | No | N/A | N/A | N/A | No | 0 | Surface Water | N | Y | N | N | N | N | N | Y | N | N | Yes | No | No | No | Yes | Yes | 10 | 0 | No | No | No | N | AMP 11 | 0 | AMP 11 | AMP 11 | Improvements at this site are profiled in line with HMG targets timescales to balance deliverability and affordability considerations, and we will be reviewing the profiling as new information will become available. | AMP 11 |  | 0 | 0 | 0 | 0 | 0 | 0 | 46 | 201.5 | 100 | 15 | 24.82 | 100 | 30 | 48.09 | 97.91 | 34 | 79.79 | 99.86 | [12 empty] | Y |  | 0
ThW0081 | Thames Water | CNTD.0030 | DRAYTON STW, DRAYTON, OXON | D.30 | Drayton STW | Storm discharge at STW | SU4830093320 | GINGE BROOK | GB106039023660 | Ginge Brook and Mill Brook | Inland | No | No | No | 0 | No | 0 | No | 0 | No | 0 | No | 0 | No | 0 | No | N/A | 0 | No | No | No | N/A | N/A | N/A | No | Not asset maintenance - Hydraulic capacity | Surface Water | Y | Y | N | N | N | Y | N | Y | N | Surface Water Separation | Yes | No | No | No | Yes | Yes | 10 | 0 | No | No | No | N | AMP 12 | 0 | AMP 12 | AMP 12 | Improvements at this site are profiled in line with HMG targets timescales to balance deliverability and affordability considerations, and we will be reviewing the profiling as new information will become available. | AMP 12 | Y | Y | 0 | 0 | 0 | 0 | 0 | 116 | 1851 | 99.95 | 32 | 502.38 | 100 | 63 | 943.43 | 99.31 | 50 | 770.77 | 100 | [12 empty] | Y | 2025 | 0
ThW0082 | Thames Water | TEMP.2575 | Earlswood Common, S of Pendleton Ro | TEMP.2575 | Earlswood common, s of pendleton road | Storm discharge at CSO | TQ2694048631 | Redhill Brook | GB106039017624 | Mole - Dorking to Leatherhead | Inland | No | No | No | 0 | No | 0 | No | 0 | No | 0 | No | 0 | No | 0 | No | N/A | 0 | No | No | No | N/A | N/A | N/A | No | 0 | Surface Water | N | N | N | N | N | N | N | Y | N | Sewer Capacity Increase | Yes | No | No | No | Yes | Yes | 10 | 0 | No | No | No | Pending investigation | AMP 12 | 0 | AMP 12 | AMP 12 | Improvements at this site are profiled in line with HMG targets timescales to balance deliverability and affordability considerations, and we will be reviewing the profiling as new information will become available. | AMP 12 |  | 0 | 0 | 0 | 0 | 0 | 0 | 0 | 0 | 81.47 | 1 | 1.98 | 81 | 7 | 19.62 | 67.12 | 15 | 59.11 | 95.75 | [12 empty] | Y |  | 0
ThW0083 | Thames Water | CASM.0827 | REIGATE (EARLSWOOD) WWTW | S/WR827 | Earlswood STW | Storm discharge at STW | TQ2724048010 | EARLSWOOD BROOK | GB106039017624 | Mole - Dorking to Leatherhead | Inland | No | Yes | No | 0 | No | 0 | No | 0 | No | 0 | No | 0 | No | 0 | No | N/A | 0 | No | No | No | N/A | N/A | N/A | No | Performance - Asset configuration (e.g. PS/rising main/storm tanks) | Surface Water | Y | Y | Y | N | N | N | N | Y | N | Surface Water Separation | Yes | Yes | Yes | No | Yes | Yes | 10 | 0 | Yes | No | No | N | AMP 11 | 0 | AMP 11 | AMP 11 | Improvements at this site are profiled in line with HMG targets timescales to balance deliverability and affordability considerations, and we will be reviewing the profiling as new information will become available. | AMP 11 | Y | Y | 0 | 0 | 0 | 0 | 0 | 78 | 986 | 99.97 | N/A | N/A | N/A | 98 | 1777.6 | 90.55 | 114 | 1854.35 | 97.33 | [12 empty] | Y | 2025 | 0
ThW0084 | Thames Water | CNTW.0279 | SALFORDS SEWAGE PUMPING STATION | B0279 | Salfords SPS | Storm discharge at SPS | TQ2808046650 | SALFORDS STREAM | GB106039017540 | Salfords Stream (Salfords to River Mole confluence) | Inland | Yes-Probable | No | No | 0 | No | 0 | No | 0 | No | 0 | No | 0 | No | 0 | No | N/A | 0 | No | No | No | N/A | N/A | N/A | No | 0 | Surface Water | N | N | N | N | N | N | N | Y | N | N | Yes | Yes | Yes | No | No | Yes | 10 | 0 | Yes | No | No | Pending investigation | AMP 09 | 0 | AMP 09 | AMP 09 | 0 | AMP 09 |  | 0 | 0 | 0 | 0 | 0 | 0 | 7 | 25.75 | 99.35 | N/A | N/A | N/A | 5 | 4.5 | 98.28 | 5 | 25.3 | 100 | [12 empty] | Y |  | 0
ThW0085 | Thames Water | TEMP.0615 | Castle Drive | TEMP.0615 | Castle Drive (Reigate) SPS | Storm discharge at SPS | TQ2540048000 | NORMAN'S GILL | GB106039017624 | Mole - Dorking to Leatherhead | Inland | No | No | No | 0 | No | 0 | No | 0 | No | 0 | No | 0 | No | 0 | No | N/A | 0 | No | No | No | N/A | N/A | N/A | No | 0 | Surface Water | N | Y | N | N | N | N | N | Y | N | N | Yes | No | No | No | No | Yes | 10 | 0 | No | No | No | Pending investigation | AMP 12 | 0 | AMP 12 | AMP 12 | Improvements at this site are profiled in line with HMG targets timescales to balance deliverability and affordability considerations, and we will be reviewing the profiling as new information will become available. | AMP 12 |  | 0 | 0 | 0 | 0 | 0 | 0 | 4 | 6.75 | 99.8 | 0 | 0 | 100 | 5 | 11.14 | 97.95 | 2 | 13.42 | 100 | [12 empty] | Y |  | 0
ThW0086 | Thames Water | CNTD.0031 | EAST GRAFTON WWTW | D31 | East Grafton STW | Storm discharge at STW | SU2589060960 | TRIBUTARY OF RIVER DUN | GB106039017350 | Upper Dun | Inland | No | No | No | 0 | No | 0 | No | 0 | No | 0 | Yes | 0 | No | 0 | No | N/A | 0 | No | No | No | N/A | N/A | N/A | No | 0 | Surface Water | Y | Y | N | N | N | Y | N | N | N | Surface Water Separation | Yes | Yes | Yes | No | Yes | No | 10 | 0 | Yes | No | No | N | AMP 08 | 0 | AMP 08 | AMP 08 | 0 | N/A |  | 0 | Y | N | N | 0 | 0 | 12 | 95.75 | 97.93 | 11 | 67.93 | 100 | 11 | 77.31 | 99.67 | N/A | N/A | N/A | [12 empty] | Y |  | 0
ThW0087 | Thames Water | CANM.0550 | CSO AT NEW BEDFORD ROAD | N/WR0550 | New bedford road, luton | Storm discharge at CSO | TL0886021690 | RIVER LEE | GB106038033391 | Lee (from Luton to Luton Hoo Lakes) | Inland | Yes-Probable | No | No | 0 | No | 0 | No | 0 | No | 0 | No | 0 | No | 0 | No | N/A | 0 | No | No | No | N/A | N/A | N/A | No | 0 | Surface Water | N | N | N | N | N | N | N | Y | N | Sewer Capacity Increase | Yes | Yes | Yes | No | No | Yes | 10 | 0 | Yes | No | No | Pending investigation | AMP 09 | 0 | AMP 09 | AMP 09 | 0 | AMP 09 |  | 0 | 0 | 0 | 0 | 0 | 0 | 1 | 1.75 | 99.32 | 1 | 1.11 | 95 | 1 | 1.1 | 76.22 | 0 | 0 | 77.58 | [12 empty] | Y |  | 0
ThW0088 | Thames Water | CNTD.0084 | Luton (East Hyde) | D84 | East Hyde STW | Storm discharge at STW | TL1202018140 | THE RIVER LEE | GB106038033392 | Lee (from Luton Hoo Lakes to Hertford) | Inland | Yes-Probable | No | No | 0 | No | 0 | No | 0 | No | 0 | Yes | River Lea or Lee | No | 0 | No | N/A | 0 | No | No | No | N/A | N/A | N/A | No | 0 | Surface Water | N | Y | N | N | N | N | N | N | N | N | Yes | Yes | Yes | No | No | No | 10 | 0 | Yes | No | No | Pending investigation | AMP 09 | 0 | AMP 09 | AMP 09 | 0 | N/A | Y | 0 | 0 | 0 | 0 | 0 | 0 | 3 | 3.25 | 93.13 | N/A | N/A | N/A | N/A | N/A | N/A | N/A | N/A | N/A | [12 empty] | Y |  | 0
ThW0089 | Thames Water | CANM.0549 | PARK TOWN CSO | N/WR0549 | Park town south & west, luton | Storm discharge at CSO | TL1001020570 | RIVER LEE | GB106038033391 | Lee (from Luton to Luton Hoo Lakes) | Inland | Yes-Probable | No | No | 0 | No | 0 | No | 0 | No | 0 | Yes | River Lea or Lee | No | 0 | No | N/A | 0 | No | No | No | N/A | N/A | N/A | No | 0 | Surface Water | N | N | N | N | N | N | N | Y | N | Sewer Capacity Increase | Yes | Yes | Yes | No | No | Yes | 10 | 0 | Yes | No | No | Pending investigation | AMP 09 | 0 | AMP 09 | AMP 09 | 0 | AMP 09 |  | 0 | 0 | 0 | 0 | 0 | 0 | 1 | 0.5 | 100 | N/A | N/A | N/A | 0 | 0 | 96.55 | 0 | 0 | 100 | [12 empty] | Y |  | 0
ThW0090 | Thames Water | CNTD.0032 | EAST SHEFFORD WWTW | D32 | East Shefford STW | Storm discharge at STW | SU3937074490 | RIVER LAMBOURN | GB106039023220 | Lambourn (Source to Newbury) | Inland | No | No | Yes | River Lambourn | Yes | River Lambourn | No | 0 | No | 0 | Yes | River Lambourn | No | 0 | No | N/A | 0 | No | No | No | N/A | N/A | N/A | No | 0 | Combination | Y | N | N | Y | N | N | N | N | N | Surface Water Separation | Yes | Yes | Yes | No | Yes | No | 10 | 0 | Yes | No | No | N | AMP 08 | 0 | AMP 08 | AMP 08 | 0 | N/A | Y | 0 | 0 | N | N | 0 | 0 | 1 | 2.5 | 99.45 | 0 | 0 | 100 | 66 | 1424.02 | 84.97 | 121 | 2753.49 | 100 | [12 empty] | Y |  | 0
ThW0091 | Thames Water | TEMP.2561 | Easthampstead Park | TEMP.2561 | Easthampstead Park STW | Storm discharge at STW | SU8390066401 | Emm Brook | GB106039023130 | Emm Brook | Inland | No | No | No | 0 | No | 0 | No | 0 | No | 0 | No | 0 | No | 0 | No | N/A | 0 | No | No | No | N/A | N/A | N/A | No | 0 | Surface Water | Y | Y | N | N | N | Y | N | N | N | Surface Water Separation | Yes | Yes | Yes | No | Yes | No | 10 | 0 | Unknown | No | No | N | AMP 09 | 0 | AMP 09 | AMP 09 | 0 | N/A | Y | 0 | 0 | 0 | 0 | 0 | 0 | 30 | 174 | 99.94 | 16 | 74.96 | 100 | 15 | 86.4 | 97.97 | 23 | 179.07 | 99.62 | [12 empty] | Y |  | 0
ThW0092 | Thames Water | CNTD.0044 | ESHER WASTEWATER TREATMENT WORKS | D44 | Esher STW | Storm discharge at STW | TQ1303065980 | RIVER MOLE | GB106039017622 | Mole (Hersham to R. Thames conf at East Molesey) | Inland | No | Yes | No | 0 | No | 0 | No | 0 | No | 0 | No | 0 | Yes | River Mole | No | N/A | 0 | No | No | No | N/A | N/A | N/A | No | Not asset maintenance - Hydraulic capacity | Surface Water | Y | Y | N | N | N | Y | N | Y | N | Surface Water Separation | Yes | Yes | Yes | No | Yes | Yes | 10 | 0 | Yes | No | No | N | AMP 09 | 0 | AMP 09 | AMP 09 | 0 | AMP 09 | Y | 0 | 0 | 0 | 0 | 0 | 0 | 87 | 1071.25 | 99.59 | 29 | 305.51 | 100 | 61 | 675.48 | 98.35 | 60 | 651.49 | 100 | [12 empty] | Y |  | 0
ThW0093 | Thames Water | CSSC.1370 | EYDON WASTEWATER TREATMENT WORKS | COPA/1370 | Eydon STW | Storm discharge at STW | SP5451050190 | TRIBUTARY OF RIVER CHERWELL | GB106039037360 | Ashby Brook (Source to Cherwell) | Inland | No | Yes | No | 0 | No | 0 | No | 0 | No | 0 | No | 0 | No | 0 | No | N/A | 0 | No | No | No | N/A | N/A | N/A | No | Not asset maintenance - Hydraulic capacity | Surface Water | Y | N | Y | N | N | N | N | Y | N | Surface Water Separation | Yes | Yes | Yes | No | Yes | Yes | 10 | 0 | Yes | No | No | N | AMP 08 | 0 | AMP 08 | AMP 08 | 0 | AMP 08 | Y | 0 | 0 | N | N | 0 | 0 | 101 | 1443.5 | 99.52 | 45 | 428.71 | 98 | 73 | 801.01 | 94.92 | 65 | 670.36 | 94.76 | [12 empty] | Y |  | 0
ThW0094 | Thames Water | CATM.3518 | FAIRFORD STW, FAIRFORD, GLOS | WR3518 | Fairford STW | Storm discharge at STW | SP1560000300 | RIVER COLN | GB106039029992 | Coln (from Coln Rogers) and Thames (Coln to Leach) | Inland | No | No | No | 0 | No | 0 | No | 0 | No | 0 | No | 0 | No | 0 | No | N/A | 0 | No | No | No | N/A | N/A | N/A | No | Performance - Infiltration | Combination | Y | Y | Y | N | N | N | N | Y | N | Surface Water Separation | Yes | No | No | No | Yes | Yes | 10 | 0 | No | No | No | N | AMP 12 | 0 | AMP 12 | AMP 12 | Improvements at this site are profiled in line with HMG targets timescales to balance deliverability and affordability considerations, and we will be reviewing the profiling as new information will become available. | AMP 12 |  | Y | 0 | 0 | 0 | 0 | 0 | 162 | 3391 | 99.77 | 65 | 1023.57 | 100 | 65 | 1221.41 | 83.98 | 138 | 2491.52 | 100 | [12 empty] | Y | 2025 | 0
ThW0095 | Thames Water | CSSC.2343 | FARINGDON STW, FARINGDON, BERKS | COPA/2343 | Faringdon STW | Storm discharge at STW | SU2794096510 | FARINGDON BROOK | GB106039030333 | Thames (Leach to Evenlode) | Inland | No | Yes | No | 0 | No | 0 | No | 0 | No | 0 | No | 0 | No | 0 | No | N/A | 0 | No | No | No | N/A | N/A | N/A | No | Not asset maintenance - Hydraulic capacity | Surface Water | N | Y | N | N | N | N | N | Y | N | N | Yes | Yes | Yes | No | Yes | Yes | 10 | 0 | Yes | No | No | N | AMP 09 | 0 | AMP 09 | AMP 09 | 0 | AMP 09 | Y | Y | 0 | 0 | 0 | 0 | 0 | 116 | 527 | 100 | 59 | 88.74 | 100 | N/A | N/A | N/A | N/A | N/A | N/A | [12 empty] | Y | 2025 | 0
ThW0096 | Thames Water | TEMP.2589 | Farnham | TEMP.2589 | Farnham STW | Storm discharge at STW | SU8530047400 | Farnham Park Tributary | GB106039017830 | North Wey (Alton to Tilford) | Inland | No | No | No | 0 | No | 0 | No | 0 | No | 0 | No | 0 | No | 0 | No | N/A | 0 | No | No | No | N/A | N/A | N/A | No | 0 | Surface Water | N | Y | N | N | N | N | N | Y | N | N | Yes | Yes | Yes | No | Yes | Yes | 10 | 0 | Unknown | No | No | N | AMP 08 | 0 | AMP 08 | AMP 08 | 0 | AMP 08 | Y | 0 | 0 | 0 | 0 | 0 | 0 | 37 | 324 | 100 | 25 | 210.14 | 100 | 29 | 208.97 | 94.92 | 55 | 483.63 | 100 | [12 empty] | Y |  | 0
ThW0097 | Thames Water | CNTM.1423 | WAVERLEY LANE SPS | WR1423 | Waverley Lane (Farnham) SPS | Storm discharge at SPS | SU8602046020 | FARNHAM BOURNE | GB106039017830 | North Wey (Alton to Tilford) | Inland | No | No | No | 0 | No | 0 | No | 0 | No | 0 | No | 0 | No | 0 | No | N/A | 0 | No | No | No | N/A | N/A | N/A | No | 0 | Surface Water | N | Y | N | N | N | N | N | Y | N | N | Yes | No | No | No | Yes | Yes | 10 | 0 | No | No | No | N | AMP 11 | 0 | AMP 11 | AMP 11 | Improvements at this site are profiled in line with HMG targets timescales to balance deliverability and affordability considerations, and we will be reviewing the profiling as new information will become available. | AMP 11 |  | 0 | 0 | 0 | 0 | 0 | 0 | 20 | 139.5 | 99.93 | N/A | N/A | N/A | 11 | 62.47 | 98.11 | 18 | 139.05 | 100 | [12 empty] | Y |  | 0
ThW0098 | Thames Water | CSSC.0295 | EPPING WASTEWATER TREATMENT WORKS | COPA/0295 | Fiddlers Hamlet STW | Storm discharge at STW | TL4781000380 | THE BROOKHOUSE BROOK | GB106037028150 | Brookhouse Brook | Inland | No | Yes | No | 0 | No | 0 | No | 0 | No | 0 | No | 0 | Yes | Brookhouse Brook and Lower Roding | No | N/A | 0 | No | No | No | N/A | N/A | N/A | No | Not asset maintenance - Hydraulic capacity | Surface Water | Y | Y | Y | N | N | N | N | Y | N | Surface Water Separation | Yes | Yes | Yes | No | Yes | Yes | 10 | 0 | Yes | No | No | N | AMP 11 | 0 | AMP 11 | AMP 11 | Improvements at this site are profiled in line with HMG targets timescales to balance deliverability and affordability considerations, and we will be reviewing the profiling as new information will become available. | AMP 11 |  | 0 | 0 | 0 | 0 | 0 | 0 | 71 | 1020.5 | 95.69 | 35 | 393.62 | 99 | 55 | 541.4 | 98.28 | 71 | 781.17 | 100 | [12 empty] | Y |  | 0
ThW0099 | Thames Water | CSSC.2347 | FINSTOCK WASTEWATER TREATMENT WORKS | COPA/2347 | Finstock STW | Storm discharge at STW | SP3681016960 | Evenlode | GB106039029960 | Evenlode (Bledington to Glyme confluence) | Inland | No | No | No | 0 | No | 0 | No | 0 | No | 0 | No | 0 | Yes | Evenlode | No | N/A | 0 | No | No | No | N/A | N/A | N/A | No | 0 | Surface Water | N | Y | N | N | N | N | N | Y | N | N | Yes | Yes | Yes | No | Yes | Yes | 10 | 0 | Yes | No | No | N | AMP 08 | 0 | AMP 08 | AMP 08 | 0 | AMP 08 | Y | Y | 0 | N | N | 0 | 0 | 29 | 208 | 99.74 | N/A | N/A | N/A | N/A | N/A | N/A | N/A | N/A | N/A | [12 empty] | Y | 2024 | 0
ThW0100 | Thames Water | CTCR.1835 | FLEET STW, FLEET, HANTS | 1835 | Fleet STW | Storm discharge at STW | SU8050056500 | FLEET BROOK | GB106039017120 | Fleet Brook | Inland | No | No | No | 0 | No | 0 | No | 0 | No | 0 | No | 0 | No | 0 | No | N/A | 0 | No | No | No | N/A | N/A | N/A | No | Performance - Asset configuration (e.g. PS/rising main/storm tanks) | Surface Water | Y | N | Y | N | N | N | N | Y | N | Surface Water Separation | Yes | No | No | No | Yes | Yes | 10 | 0 | No | No | No | N | AMP 12 | 0 | AMP 12 | AMP 12 | Improvements at this site are profiled in line with HMG targets timescales to balance deliverability and affordability considerations, and we will be reviewing the profiling as new information will become available. | AMP 12 | Y | Y | 0 | 0 | 0 | 0 | 0 | 86 | 1220.75 | 98.98 | 63 | 831.29 | 100 | 96 | 1428.16 | 97.21 | 133 | 1667.9 | 100 | [12 empty] | Y | 2025 | 0
ThW0101 | Thames Water | TEMP.2597 | Forest Hill | TEMP.2597 | Forest Hill STW | Storm discharge at STW | SP5910008101 | Polecat End Ditch | GB106039030360 | Holton Brook and tributaries | Inland | No | No | No | 0 | No | 0 | No | 0 | No | 0 | No | 0 | No | 0 | No | N/A | 0 | No | No | No | N/A | N/A | N/A | No | 0 | Surface Water | N | Y | N | N | N | N | N | Y | N | N | Yes | No | No | No | Yes | Yes | 10 | 0 | No | No | No | Pending investigation | AMP 11 | 0 | AMP 11 | AMP 11 | Improvements at this site are profiled in line with HMG targets timescales to balance deliverability and affordability considerations, and we will be reviewing the profiling as new information will become available. | AMP 11 | Y | 0 | 0 | 0 | 0 | 0 | 0 | 3 | 6.5 | 99.94 | 0 | 0 | 100 | 3 | 9.72 | 97.99 | 27 | 117.6 | 100 | [12 empty] | Y |  | 0
ThW0102 | Thames Water | CNTD.0046 | FYFIELD WASTEWATER TREATMENT WORKS | D46 | Fyfield STW | Storm discharge at STW | SU1508068370 | RIVER KENNET | GB106039023171 | Upper Kennet to Marlborough | Inland | No | No | No | 0 | No | 0 | No | 0 | No | 0 | Yes | River Kennet | No | 0 | No | N/A | 0 | No | No | No | N/A | N/A | N/A | No | 0 | Combination | Y | Y | Y | N | N | N | N | N | N | Surface Water Separation | Yes | Yes | Yes | No | Yes | No | 10 | 0 | Yes | No | No | N | AMP 08 | 0 | AMP 08 | AMP 08 | 0 | N/A | Y | 0 | 0 | N | N | 0 | 0 | 15 | 238.5 | 84.14 | 0 | 0 | 4 | 2 | 11 | 100 | 91 | 1764.04 | 99.94 | [12 empty] | Y |  | 0
ThW0103 | Thames Water | TEMP.2613 | Gerrards Cross | TEMP.2613 | Gerrards Cross STW | Storm discharge at STW | TQ0190087700 | Misbourne | GB106039029830 | Misbourne | Inland | No | Yes | No | 0 | No | 0 | No | 0 | No | 0 | Yes | River Misbourne | No | 0 | No | N/A | 0 | No | No | No | N/A | N/A | N/A | No | Not asset maintenance - Hydraulic capacity | Surface Water | Y | N | Y | N | N | N | N | N | N | Surface Water Separation | Yes | Yes | Yes | No | Yes | No | 10 | 0 | Yes | No | No | N | AMP 08 | 0 | AMP 08 | AMP 08 | 0 | N/A | Y | 0 | 0 | N | N | 0 | 0 | 120 | 2305 | 97.77 | 66 | 1205.98 | 100 | 76 | 1171.88 | 90.76 | 82 | 1320 | 100 | [12 empty] | Y |  | 0
ThW0104 | Thames Water | TEMP.2614 | GODALMING WASTEWATER TREATMENT WORK | TEMP.2614 | Godalming STW | Storm discharge at STW | SU9937045720 | RIVER WEY | GB106039017820 | Wey (Tilford to Shalford) | Inland | No | No | No | 0 | No | 0 | No | 0 | No | 0 | No | 0 | No | 0 | No | N/A | 0 | No | No | No | N/A | N/A | N/A | No | 0 | Surface Water | Y | Y | Y | N | N | N | N | N | N | Surface Water Separation | Yes | No | No | No | Yes | No | 10 | 0 | No | No | No | N | AMP 12 | 0 | AMP 12 | AMP 12 | Improvements at this site are profiled in line with HMG targets timescales to balance deliverability and affordability considerations, and we will be reviewing the profiling as new information will become available. | N/A |  | 0 | 0 | 0 | 0 | 0 | 0 | 14 | 83.75 | 99.58 | 14 | 60.03 | 100 | 9 | 15.95 | 97.31 | 16 | 94.99 | 99.99 | [12 empty] | Y |  | 0
ThW0105 | Thames Water | CTCR.1846 | GORING WASTEWATER TREATMENT WORKS | 1846 | Goring STW | Storm discharge at STW | SU6020082901 | RIVER THAMES | GB106039030331 | Thames Wallingford to Caversham | Inland | No | No | No | 0 | No | 0 | No | 0 | No | 0 | No | 0 | No | 0 | No | N/A | 0 | No | No | No | N/A | N/A | N/A | No | 0 | Surface Water | [16 empty] | 10 | 0 | No | No | No | Pending investigation | AMP 12 | 0 | AMP 12 | AMP 12 | Improvements at this site are profiled in line with HMG targets timescales to balance deliverability and affordability considerations, and we will be reviewing the profiling as new information will become available. | N/A |  | 0 | 0 | 0 | 0 | 0 | 0 | 0 | 0 | 98.87 | 0 | 0 | 100 | 0 | 0 | 98.08 | 0 | 0 | 100 | [12 empty] | Y |  | 0 | bar: N to Yes
ThW0106 | Thames Water | CSSC.2350 | GREAT BEDWYN WWTW | COPA/2350 | Great Bedwyn STW | Storm discharge at STW | SU2836064900 | Kennet & Avon Canal | GB70610181 | Kennet and Avon Canal, summit to Copse Lock | Inland | No | No | No | 0 | No | 0 | No | 0 | No | 0 | No | 0 | No | 0 | No | N/A | 0 | No | No | No | N/A | N/A | N/A | No | 0 | Surface Water | N | Y | N | N | N | N | N | N | N | N | Yes | No | No | No | Yes | No | 10 | 0 | No | No | No | Pending investigation | AMP 12 | 0 | AMP 12 | AMP 12 | Improvements at this site are profiled in line with HMG targets timescales to balance deliverability and affordability considerations, and we will be reviewing the profiling as new information will become available. | N/A |  | 0 | 0 | N | N | 0 | 0 | 20 | 236.07 | 99.65 | 2 | 10.44 | 100 | 2 | 10.77 | 98.23 | N/A | N/A | N/A | [12 empty] | Y |  | 0
ThW0107 | Thames Water | CSSC.7686 | GREATWORTH STW, GREATWORTH, NORTHAN | COPA/7876 | Greatworth STW | Storm discharge at STW | SP5494042120 | FARTHINGHOESTREAM | GB106039037290 | Farthinghoe Stream (Source to Cherwell) and tributaries | Inland | No | No | No | 0 | No | 0 | No | 0 | No | 0 | No | 0 | No | 0 | No | N/A | 0 | No | No | No | N/A | N/A | N/A | No | 0 | Surface Water | N | Y | N | N | N | N | N | Y | N | N | Yes | No | No | No | Yes | Yes | 10 | 0 | No | No | No | N | AMP 11 | 0 | AMP 11 | AMP 11 | Improvements at this site are profiled in line with HMG targets timescales to balance deliverability and affordability considerations, and we will be reviewing the profiling as new information will become available. | AMP 11 | Y | 0 | 0 | 0 | 0 | 0 | 0 | 3 | 6.25 | 98.14 | 4 | 9.03 | 100 | 18 | 73.85 | 98.13 | 20 | 300.11 | 100 | [12 empty] | Y |  | 0
ThW0108 | Thames Water | TEMP.2626 | GRENDON UNDERWOOD WWTW | TEMP.2626 | Grendon Underwood STW | Storm discharge at STW | SP6799021150 | Oxon Ray | GB106039030100 | Ray and tributaries NorthEast of Grendon Underwood | Inland | Yes-Probable | Yes | No | 0 | No | 0 | No | 0 | No | 0 | No | 0 | No | 0 | No | N/A | 0 | No | No | No | N/A | N/A | N/A | No | Performance - Asset configuration (e.g. PS/rising main/storm tanks) | Surface Water | Y | Y | N | N | N | Y | N | Y | N | Surface Water Separation | Yes | Yes | Yes | No | Yes | Yes | 10 | 0 | Yes | No | No | N | AMP 08 | 0 | AMP 08 | AMP 08 | 0 | AMP 08 | Y | 0 | 0 | 0 | 0 | 0 | 0 | 76 | 840.75 | 60.82 | 45 | 409.58 | 31 | 70 | 865.32 | 98.23 | 100 | 1031.65 | 77.63 | [12 empty] | Y |  | 0
ThW0109 | Thames Water | CTCR.1107 | GUILDFORD STW | 1107 | Guildford STW | Storm discharge at STW | TQ0040051850 | WEY | GB106039017630 | Wey (Shalford to River Thames confluence at Weybridge) | Inland | No | No | No | 0 | No | 0 | No | 0 | No | 0 | No | 0 | No | 0 | No | N/A | 0 | No | No | No | N/A | N/A | N/A | No | 0 | Surface Water | N | N | N | N | N | N | N | Y | N | N | Yes | No | No | No | Yes | Yes | 10 | 0 | No | No | No | N | AMP 11 | 0 | AMP 11 | AMP 11 | Improvements at this site are profiled in line with HMG targets timescales to balance deliverability and affordability considerations, and we will be reviewing the profiling as new information will become available. | AMP 11 | Y | 0 | 0 | 0 | 0 | 0 | 0 | 15 | 139.97 | 98.36 | 7 | 67.61 | 99 | 11 | 98.25 | 92.8 | 27 | 346.04 | 99.46 | [12 empty] | Y |  | 0
ThW0110 | Thames Water | CSSC.2316 | HADDENHAM WWTW | COPA/2316 | Haddenham STW | Storm discharge at STW | SP7441007520 | SCOTSGROVE BROOK | GB106039030270 | Scotsgrove Brook (upstream Kingsey Cuttle Brook) | Inland | No | No | No | 0 | No | 0 | No | 0 | No | 0 | No | 0 | No | 0 | No | N/A | 0 | No | No | No | N/A | N/A | N/A | No | Performance - Asset configuration (e.g. PS/rising main/storm tanks) | Surface Water | Y | Y | Y | N | N | N | N | Y | N | Surface Water Separation | Yes | No | No | No | Yes | Yes | 10 | 0 | No | No | No | N | AMP 12 | 0 | AMP 12 | AMP 12 | Improvements at this site are profiled in line with HMG targets timescales to balance deliverability and affordability considerations, and we will be reviewing the profiling as new information will become available. | AMP 12 | Y | 0 | 0 | 0 | 0 | 0 | 0 | 19 | 318.75 | 100 | 27 | 435.38 | 100 | 60 | 983.51 | 97.92 | 101 | 1948.72 | 100 | [12 empty] | Y |  | 0
ThW0111 | Thames Water | CNTD.0066 | HAMPSTEAD NORREYS WWTW | D66 | Hampstead Norreys STW | Storm discharge at STW | SU5320075730 | RIVER PANG | GB106039023300 | Pang | Inland | No | No | No | 0 | No | 0 | No | 0 | No | 0 | Yes | River Pang | No | 0 | No | N/A | 0 | No | No | No | N/A | N/A | N/A | No | Performance - Infiltration | Combination | Y | Y | N | Y | N | N | N | Y | N | Surface Water Separation | Yes | Yes | Yes | No | Yes | Yes | 10 | 0 | Yes | No | No | N | AMP 08 | 0 | AMP 08 | AMP 08 | 0 | AMP 08 | Y | 0 | 0 | N | N | 0 | 0 | 83 | 1295.75 | 99.43 | 0 | 0 | 100 | 153 | 2622.34 | 97.89 | N/A | N/A | N/A | [12 empty] | Y |  | 0
ThW0112 | Thames Water | CSSC.1381 | HAMSTEAD MARSHALL WWTW | COPA/1381 | Hamstead Marshall STW | Storm discharge at STW | SU4172065210 | HAMSTEAD STREAM | GB106039023174 | Middle Kennet (Hungerford to Newbury) | Inland | No | Yes | No | 0 | No | 0 | No | 0 | No | 0 | Yes | 0 | No | 0 | No | N/A | 0 | No | No | No | N/A | N/A | N/A | No | Not asset maintenance - Hydraulic capacity | Surface Water | Y | Y | N | N | N | Y | N | Y | N | Surface Water Separation | Yes | Yes | Yes | No | Yes | Yes | 10 | 0 | Yes | No | No | N | AMP 08 | 0 | AMP 08 | AMP 08 | 0 | AMP 08 |  | 0 | 0 | N | N | 0 | 0 | 93 | 1021.5 | 97.88 | 57 | 899.14 | 100 | 57 | 631.93 | 97.31 | 92 | 1455.88 | 100 | [12 empty] | Y |  | 0
ThW0113 | Thames Water | TEMP.2648 | HANWELL WWTW | TEMP.2648 | Hanwell STW | Storm discharge at STW | SP4378043640 | Hanwell Brook | GB106039037340 | Hanwell Brook | Inland | No | Yes | No | 0 | No | 0 | No | 0 | No | 0 | No | 0 | No | 0 | No | N/A | 0 | No | No | No | N/A | N/A | N/A | No | Not asset maintenance - Hydraulic capacity | Surface Water | Y | Y | N | N | N | Y | N | Y | N | Surface Water Separation | Yes | Yes | Yes | No | Yes | Yes | 10 | 0 | Yes | No | No | N | AMP 08 | 0 | AMP 08 | AMP 08 | 0 | AMP 08 |  | Y | 0 | N | N | 0 | 0 | 69 | 775.75 | 95.83 | 18 | 32.04 | 97 | 69 | 970.44 | 98.84 | 85 | 928.87 | 100 | [12 empty] | Y | 2024 | 0
ThW0114 | Thames Water | TEMP.2649 | Harpenden | TEMP.2649 | Harpenden STW | Storm discharge at STW | TL1509014701 | Lee | GB106038033392 | Lee (from Luton Hoo Lakes to Hertford) | Inland | Yes-Probable | No | No | 0 | No | 0 | No | 0 | No | 0 | Yes | River Lea or Lee | Yes | Lea Navigation & River Lee | No | N/A | 0 | No | No | No | N/A | N/A | N/A | No | 0 | Surface Water | N | Y | N | N | N | N | N | N | N | N | Yes | Yes | Yes | No | Yes | No | 10 | 0 | Yes | No | No | Pending investigation | AMP 09 | 0 | AMP 09 | AMP 09 | 0 | N/A | Y | 0 | 0 | 0 | 0 | 0 | 0 | 4 | 35 | 99.8 | 5 | 47.13 | 100 | 13 | 120.49 | 98.23 | 15 | 168.84 | 99.68 | [12 empty] | Y |  | 0
ThW0115 | Thames Water | TEMP.1825 | Rotherwick | TEMP.1825 | Wedmans Lane (Rotherwick) SPS | Storm discharge at SPS | SU7180056900 | Rotherwick Brook | GB106039017240 | Whitewater | Inland | No | No | No | 0 | No | 0 | No | 0 | No | 0 | No | 0 | No | 0 | No | N/A | 0 | No | No | No | N/A | N/A | N/A | No | 0 | Surface Water | N | Y | N | N | N | N | N | Y | N | N | Yes | No | No | No | No | Yes | 10 | 0 | No | No | No | Pending investigation | AMP 12 | 0 | AMP 12 | AMP 12 | Improvements at this site are profiled in line with HMG targets timescales to balance deliverability and affordability considerations, and we will be reviewing the profiling as new information will become available. | AMP 12 |  | 0 | 0 | 0 | 0 | 0 | 0 | 6 | 40.43 | 99.52 | N/A | N/A | N/A | 9 | 61.12 | 95.25 | 6 | 37.43 | 99.54 | [12 empty] | Y |  | 0
ThW0116 | Thames Water | CATM.3173 | CROOKED BILLET SPS | WR3173 | Crooked Billet (Hook) SPS & Storm SPS | Storm discharge at SPS | SU7376054780 | RIVER WHITEWATER | GB106039017240 | Whitewater | Inland | No | No | No | 0 | No | 0 | No | 0 | No | 0 | Yes | River Whitewater | No | 0 | No | N/A | 0 | No | No | No | N/A | N/A | N/A | No | 0 | Surface Water | N | Y | N | N | N | N | N | Y | N | N | Yes | Yes | Yes | No | Yes | Yes | 10 | 0 | Yes | No | No | N | AMP 09 | 0 | AMP 09 | AMP 09 | 0 | AMP 09 |  | 0 | 0 | 0 | 0 | 0 | 0 | 15 | 26.63 | 100 | 10 | 8.19 | 100 | 9 | 22.03 | 100 | 19 | 42.85 | 99.66 | [12 empty] | Y |  | 0
ThW0117 | Thames Water | CNTD.0047 | HARTLEY WINTNEY STW, HARTLEY WINTNE | D.47 | Hartley Wintney STW | Storm discharge at STW | SU7670058100 | HART | GB106039017170 | Hart (Elvetham to Hartley Wintney) | Inland | No | No | No | 0 | No | 0 | No | 0 | No | 0 | No | 0 | No | 0 | No | N/A | 0 | No | No | No | N/A | N/A | N/A | No | 0 | Surface Water | Y | N | Y | N | N | N | N | Y | N | Surface Water Separation | Yes | Yes | Yes | No | Yes | Yes | 10 | 0 | Unknown | No | No | N | AMP 10 | 0 | AMP 10 | AMP 10 | 0 | AMP 10 | Y | 0 | 0 | 0 | 0 | 0 | 0 | 46 | 522.75 | 98.89 | 30 | 306.39 | 99 | 27 | 293.73 | 98.32 | 41 | 442.81 | 99.3 | [12 empty] | Y |  | 0
ThW0118 | Thames Water | CTCR.1203 | HASLEMERE WWTW | 1203 | Haslemere STW | Storm discharge at STW | SU8779032530 | RIVER WEY (SOUTH) | GB106039017700 | South Wey (Haslemere to Bordon) | Inland | No | No | No | 0 | No | 0 | No | 0 | No | 0 | No | 0 | No | 0 | No | N/A | 0 | No | No | No | N/A | N/A | N/A | No | Performance - Asset configuration (e.g. PS/rising main/storm tanks) | Surface Water | Y | N | Y | N | N | N | N | Y | N | Surface Water Separation | Yes | No | No | No | Yes | Yes | 10 | 0 | No | No | No | N | AMP 12 | 0 | AMP 12 | AMP 12 | Improvements at this site are profiled in line with HMG targets timescales to balance deliverability and affordability considerations, and we will be reviewing the profiling as new information will become available. | AMP 12 | Y | 0 | 0 | 0 | 0 | 0 | 0 | 70 | 920 | 99.77 | 50 | 636.74 | 100 | 52 | 920.2 | 100 | 58 | 996.38 | 94.16 | [12 empty] | Y |  | 0
ThW0119 | Thames Water | CSSC.0261 | HATFIELD HEATH WWTW | COPA/0261 | Hatfield Heath STW | Storm discharge at STW | TL5227013990 | HATFIELD HEATH WATERCOURSE | GB106038033380 | Pincey Brook | Inland | No | No | No | 0 | No | 0 | No | 0 | No | 0 | No | 0 | No | 0 | No | N/A | 0 | No | No | No | N/A | N/A | N/A | No | Performance - Asset configuration (e.g. PS/rising main/storm tanks) | Surface Water | Y | N | Y | N | N | N | N | Y | N | Surface Water Separation | Yes | No | No | No | Yes | Yes | 10 | 0 | No | No | No | N | AMP 12 | 0 | AMP 12 | AMP 12 | Improvements at this site are profiled in line with HMG targets timescales to balance deliverability and affordability considerations, and we will be reviewing the profiling as new information will become available. | AMP 12 | Y | 0 | 0 | 0 | 0 | 0 | 0 | 120 | 2289.75 | 99.95 | 70 | 1234.65 | 100 | 131 | 2602.85 | 97.95 | 113 | 2095.9 | 99.92 | [12 empty] | Y |  | 0
ThW0120 | Thames Water | TEMP.2657 | HENLEY WASTEWATER TREATMENT WORKS | TEMP.2657 | Henley STW | Storm discharge at STW | SU7605084180 | Fawley Court Stream | GB106039023233 | Thames (Reading to Cookham) | Inland | No | No | No | 0 | No | 0 | No | 0 | No | 0 | No | 0 | No | 0 | No | N/A | 0 | No | No | No | N/A | N/A | N/A | No | 0 | Surface Water | [16 empty] | 10 | 0 | No | No | No | Pending investigation | AMP 12 | 0 | AMP 12 | AMP 12 | Improvements at this site are profiled in line with HMG targets timescales to balance deliverability and affordability considerations, and we will be reviewing the profiling as new information will become available. | N/A |  | Y | 0 | 0 | 0 | 0 | 0 | 1 | 3.75 | 99.28 | 0 | 0 | 100 | 9 | 143.56 | 98.38 | 0 | 0 | 100 | [12 empty] | Y | 2025 | 0 | bar: N N N to No Yes Yes
ThW0121 | Thames Water | CNTD.0037 | PIRBRIGHT (HOCKFORD) WWTW | D37 | Hockford STW | Storm discharge at STW | SU9589054170 | STANFORD BROOK | GB106039017900 | Hoe Stream (Pirbright to River Wey confluence at Woking) | Inland | No | No | No | 0 | No | 0 | No | 0 | No | 0 | No | 0 | No | 0 | No | N/A | 0 | No | No | No | N/A | N/A | N/A | No | 0 | Surface Water | Y | N | Y | N | N | N | N | Y | N | Surface Water Separation | Yes | No | No | No | Yes | Yes | 10 | 0 | No | No | No | N | AMP 12 | 0 | AMP 12 | AMP 12 | Improvements at this site are profiled in line with HMG targets timescales to balance deliverability and affordability considerations, and we will be reviewing the profiling as new information will become available. | AMP 12 | Y | 0 | 0 | 0 | 0 | 0 | 0 | 39 | 288 | 100 | N/A | N/A | N/A | 25 | 138.6 | 100 | 48 | 241.68 | 100 | [12 empty] | Y |  | 0
ThW0122 | Thames Water | CTCR.1189 | HOLMWOOD SEWAGE TREATMENT WORKS | 1189 | Holmwood STW | Storm discharge at STW | TQ1892044920 | HOLMWOOD STREAM | GB106039017550 | Leigh Brook | Inland | Yes-Probable | Yes | No | 0 | No | 0 | No | 0 | No | 0 | No | 0 | No | 0 | No | N/A | 0 | No | No | No | N/A | N/A | N/A | No | Not asset maintenance - Hydraulic capacity | Surface Water | Y | Y | Y | N | N | N | N | Y | N | Surface Water Separation | Yes | Yes | Yes | No | Yes | Yes | 10 | 0 | Yes | No | No | N | AMP 08 | 0 | AMP 08 | AMP 08 | 0 | AMP 08 | Y | 0 | 0 | 0 | 0 | 0 | 0 | 118 | 1997.75 | 99.75 | 72 | 1053.94 | 100 | N/A | N/A | N/A | N/A | N/A | N/A | [12 empty] | Y |  | 0
ThW0123 | Thames Water | CTCR.1796 | HOOK NORTON STW, HOOK NORTON, OXON | 1796 | Hook Norton STW | Storm discharge at STW | SP3690033450 | HOOK NORTONBROOK | GB106039037210 | Hook Norton Brook (Source to Swere) | Inland | No | No | No | 0 | No | 0 | No | 0 | No | 0 | No | 0 | No | 0 | No | N/A | 0 | No | No | No | N/A | N/A | N/A | No | 0 | Surface Water | N | Y | N | N | N | N | N | Y | N | N | Yes | No | No | No | Yes | Yes | 10 | 0 | No | No | No | N | AMP 11 | 0 | AMP 11 | AMP 11 | Improvements at this site are profiled in line with HMG targets timescales to balance deliverability and affordability considerations, and we will be reviewing the profiling as new information will become available. | AMP 11 | Y | Y | 0 | 0 | 0 | 0 | 0 | 13 | 59 | 96.54 | 7 | 12.64 | 100 | 20 | 181.24 | 96.28 | 22 | 216.15 | 98.99 | [12 empty] | Y | 2025 | 0
ThW0124 | Thames Water | TEMP.2667 | HORLEY (OXON) WWTW | TEMP.2667 | Horley (Oxon) STW | Storm discharge at STW | SP4223043380 | Sor Brook | GB106039037320 | Sor Brook (Source to Broughton) | Inland | No | No | No | 0 | No | 0 | No | 0 | No | 0 | No | 0 | No | 0 | No | N/A | 0 | No | No | No | N/A | N/A | N/A | No | Performance - Asset configuration (e.g. PS/rising main/storm tanks) | Surface Water | Y | Y | N | N | N | Y | N | Y | N | Surface Water Separation | Yes | No | No | No | Yes | Yes | 10 | 0 | No | No | No | N | AMP 11 | 0 | AMP 11 | AMP 11 | Improvements at this site are profiled in line with HMG targets timescales to balance deliverability and affordability considerations, and we will be reviewing the profiling as new information will become available. | AMP 11 | Y | 0 | 0 | 0 | 0 | 0 | 0 | 35 | 196 | 99.51 | 17 | 74.29 | 100 | 65 | 814.8 | 98.19 | 69 | 609.29 | 100 | [12 empty] | Y |  | 0
ThW0125 | Thames Water | CTCR.1779 | LEE STREET | 1779 | Horley (Surrey) STW | Storm discharge at STW | TQ2679043590 | MOLE | GB106039017624 | Mole - Dorking to Leatherhead | Inland | No | Yes | No | 0 | No | 0 | No | 0 | No | 0 | No | 0 | Yes | River Mole | No | N/A | 0 | No | No | No | N/A | N/A | N/A | No | Not asset maintenance - Hydraulic capacity | Surface Water | N | Y | N | N | N | N | N | N | N | N | Yes | Yes | Yes | No | Yes | No | 10 | 0 | Yes | No | No | N | AMP 08 | 0 | AMP 08 | AMP 08 | 0 | N/A | Y | 0 | 0 | N | N | 0 | 0 | 80 | 1240 | 97.71 | 56 | 970.6 | 99 | 69 | 1119.37 | 96.81 | 69 | 1265.5 | 98.8 | [12 empty] | Y |  | 0
ThW0126 | Thames Water | CTCR.1926 | CHARLWOOD, SURREY | 1926 | Charlwood, surrey | Storm discharge at CSO | TQ2497040960 | MANS BROOK | GB106039017481 | Mole upstream of Horley | Inland | No | No | No | 0 | No | 0 | No | 0 | No | 0 | No | 0 | No | 0 | No | N/A | 0 | No | No | No | N/A | N/A | N/A | No | 0 | Surface Water | N | Y | N | N | N | N | N | Y | N | Sewer Capacity Increase | Yes | No | No | No | Yes | Yes | 10 | 0 | No | No | No | N | AMP 11 | 0 | AMP 11 | AMP 11 | Improvements at this site are profiled in line with HMG targets timescales to balance deliverability and affordability considerations, and we will be reviewing the profiling as new information will become available. | AMP 11 |  | 0 | 0 | 0 | 0 | 0 | 0 | 41 | 328 | 87.3 | 20 | 148.52 | 97 | 16 | 87.54 | 98.63 | 32 | 320.9 | 95.76 | [12 empty] | Y |  | 0
ThW0127 | Thames Water | CSSC.1383 | HORNTON WWTW | COPA/1383 | Hornton STW | Storm discharge at STW | SP3969044760 | Hornton Stream | GB106039037320 | Sor Brook (Source to Broughton) | Inland | No | No | No | 0 | No | 0 | No | 0 | No | 0 | No | 0 | No | 0 | No | N/A | 0 | No | No | No | N/A | N/A | N/A | No | 0 | Surface Water | Y | N | N | N | N | Y | N | N | N | Surface Water Separation | Yes | No | No | No | Yes | No | 10 | 0 | No | No | No | N | AMP 11 | 0 | AMP 11 | AMP 11 | Improvements at this site are profiled in line with HMG targets timescales to balance deliverability and affordability considerations, and we will be reviewing the profiling as new information will become available. | N/A |  | 0 | 0 | 0 | 0 | 0 | 0 | 2 | 24.5 | 99.63 | 5 | 38.57 | 100 | 38 | 452.77 | 98.12 | 39 | 374.19 | 99.94 | [12 empty] | Y |  | 0
ThW0128 | Thames Water | CNTD.0008 | HORTON-CUM-STUDLEY WWTW | D.8 | Horton-Cum-Studley STW | Storm discharge at STW | SP6056011990 | DANES BROOK | GB106039030360 | Holton Brook and tributaries | Inland | No | Yes | No | 0 | No | 0 | No | 0 | No | 0 | No | 0 | No | 0 | No | N/A | 0 | No | No | No | N/A | N/A | N/A | No | Not asset maintenance - Hydraulic capacity | Surface Water | Y | Y | N | N | N | Y | N | Y | N | Surface Water Separation | Yes | Yes | Yes | No | Yes | Yes | 10 | 0 | Yes | No | No | N | AMP 08 | 0 | AMP 08 | AMP 08 | 0 | AMP 08 | Y | 0 | 0 | N | N | 0 | 0 | 55 | 670.25 | 99.75 | 7 | 69.96 | 93 | 132 | 1079.05 | 94.26 | 107 | 1832.27 | 100 | [12 empty] | Y |  | 0
ThW0129 | Thames Water | CSSC.2335 | HUNGERFORD WWTW | COPA/2335 | Hungerford STW | Storm discharge at STW | SU3538068200 | RIVER KENNET | GB106039023174 | Middle Kennet (Hungerford to Newbury) | Inland | No | No | No | 0 | No | 0 | No | 0 | No | 0 | No | 0 | No | 0 | No | N/A | 0 | No | No | No | N/A | N/A | N/A | No | 0 | Surface Water | N | Y | N | N | N | N | N | N | N | N | Yes | Yes | Yes | No | Yes | No | 10 | 0 | Unknown | No | No | Pending investigation | AMP 08 | 0 | AMP 08 | AMP 08 | 0 | N/A | Y | 0 | 0 | N | N | 0 | 0 | 6 | 24.7 | 99.11 | 8 | 55.88 | 100 | 6 | 27.47 | 99.73 | 15 | 81.25 | 95.52 | [12 empty] | Y |  | 0
ThW0130 | Thames Water | TEMP.2691 | IRONSBOTTOM (SIDLOW) WWTW | TEMP.2691 | Ironsbottom STW | Storm discharge at STW | TQ2502046480 | TRIBUTARY OF RIVER MOLE | GB106039017624 | Mole - Dorking to Leatherhead | Inland | No | No | No | 0 | No | 0 | No | 0 | No | 0 | No | 0 | No | 0 | No | N/A | 0 | No | No | No | N/A | N/A | N/A | No | 0 | Surface Water | N | Y | N | N | N | N | N | Y | N | N | Yes | Yes | Yes | No | No | Yes | 10 | 0 | Unknown | No | No | Pending investigation | AMP 08 | 0 | AMP 08 | AMP 08 | 0 | AMP 08 |  | 0 | 0 | N | N | 0 | 0 | 34 | 623.25 | 99.23 | 0 | 0 | 100 | 0 | 0 | 97.21 | 0 | 0 | 100 | [12 empty] | Y |  | 0
ThW0131 | Thames Water | CTCR.1313 | ISLIP (NEW) WWTW | 1313 | Islip STW | Storm discharge at STW | SP5307013880 | Oxon Ray | GB106039030090 | Oxon Ray (upstream A41 to Cherwell) including Otmoor | Inland | Yes-Probable | No | No | 0 | No | 0 | No | 0 | No | 0 | No | 0 | Yes | River Ray | No | N/A | 0 | No | No | No | N/A | N/A | N/A | No | Not asset maintenance - Hydraulic capacity | Surface Water | Y | Y | N | N | N | Y | N | N | N | Surface Water Separation | Yes | Yes | Yes | No | No | No | 10 | 0 | Yes | No | No | N | AMP 11 | 0 | AMP 11 | AMP 11 | Improvements at this site are profiled in line with HMG targets timescales to balance deliverability and affordability considerations, and we will be reviewing the profiling as new information will become available. | N/A |  | 0 | Y | 0 | 0 | 0 | 0 | 70 | 1202.75 | 100 | N/A | N/A | N/A | N/A | N/A | N/A | N/A | N/A | N/A | [12 empty] | Y |  | 0
ThW0132 | Thames Water | CSSC.2339 | KINGS SUTTON WWTW | COPA/2339 | Kings Sutton STW | Storm discharge at STW | SP5025035620 | KINGS SUTTON STREAM | GB106039037310 | Cherwell (Cropredy to Nell Bridge) | Inland | No | No | No | 0 | No | 0 | No | 0 | No | 0 | No | 0 | Yes | River Cherwell | No | N/A | 0 | No | No | No | N/A | N/A | N/A | No | 0 | Surface Water | Y | Y | N | N | N | Y | N | N | N | Surface Water Separation | Yes | Yes | Yes | No | Yes | No | 10 | 0 | Yes | No | No | N | AMP 11 | 0 | AMP 11 | AMP 11 | Improvements at this site are profiled in line with HMG targets timescales to balance deliverability and affordability considerations, and we will be reviewing the profiling as new information will become available. | N/A |  | 0 | Y | 0 | 0 | 0 | 0 | 16 | 38.25 | 99.06 | 8 | 14.04 | 98 | 7 | 31.3 | 96.66 | N/A | N/A | N/A | [12 empty] | Y |  | 0
ThW0133 | Thames Water | CSSC.2340 | KINGSCLERE WWTW | COPA/2340 | Kingsclere STW | Storm discharge at STW | SU5313060860 | Kingsclere Brook | GB106039017220 | Kingsclere Brook (Source to Enborne) | Inland | No | No | No | 0 | No | 0 | No | 0 | No | 0 | No | 0 | No | 0 | No | N/A | 0 | No | No | No | N/A | N/A | N/A | No | Performance - Infiltration | Combination | Y | Y | Y | N | N | N | N | Y | N | Surface Water Separation | Yes | No | No | No | Yes | Yes | 10 | 0 | No | No | No | N | AMP 12 | 0 | AMP 12 | AMP 12 | Improvements at this site are profiled in line with HMG targets timescales to balance deliverability and affordability considerations, and we will be reviewing the profiling as new information will become available. | AMP 12 | Y | 0 | 0 | 0 | 0 | 0 | 0 | 134 | 2562.25 | 99.75 | 68 | 1111.49 | 100 | 77 | 1094.64 | 97.2 | 105 | 1669.61 | 99.98 | [12 empty] | Y |  | 0
ThW0134 | Thames Water | CTCR.2011 | KINGSTON BAGPUIZE STW | 2011 | Kingston Bagpuize STW | Storm discharge at STW | SU4035097530 | BAGPUIZE BROOK | GB106039023430 | Ock and tributaries (Land Brook confluence to Thames) | Inland | Yes-Probable | No | No | 0 | No | 0 | No | 0 | No | 0 | No | 0 | No | 0 | No | N/A | 0 | No | No | No | N/A | N/A | N/A | No | 0 | Surface Water | Y | Y | N | N | N | Y | N | Y | N | Surface Water Separation | Yes | Yes | Yes | No | Yes | Yes | 10 | 0 | Yes | No | No | N | AMP 11 | 0 | AMP 11 | AMP 11 | Improvements at this site are profiled in line with HMG targets timescales to balance deliverability and affordability considerations, and we will be reviewing the profiling as new information will become available. | AMP 11 | Y | Y | 0 | 0 | 0 | 0 | 0 | 25 | 135 | 99.92 | 5 | 9.41 | 100 | 39 | 244.39 | 99.18 | N/A | N/A | N/A | [12 empty] | Y | 2024 | 0
ThW0135 | Thames Water | TEMP.2706 | Kintbury | TEMP.2706 | Kintbury STW | Storm discharge at STW | SU3950067101 | Kennet & Avon Canal | GB70610181 | Kennet and Avon Canal, summit to Copse Lock | Inland | No | No | No | 0 | No | 0 | No | 0 | No | 0 | No | 0 | No | 0 | No | N/A | 0 | No | No | No | N/A | N/A | N/A | No | Performance - Asset configuration (e.g. PS/rising main/storm tanks) | Surface Water | Y | Y | Y | N | N | N | N | N | N | Surface Water Separation | Yes | No | No | No | Yes | No | 10 | 0 | No | No | No | N | AMP 12 | 0 | AMP 12 | AMP 12 | Improvements at this site are profiled in line with HMG targets timescales to balance deliverability and affordability considerations, and we will be reviewing the profiling as new information will become available. | N/A | Y | 0 | 0 | N | N | 0 | 0 | 39 | 612.57 | 99.84 | 16 | 229.7 | 100 | 46 | 788.81 | 96.45 | 83 | 1619.83 | 100 | [12 empty] | Y |  | 0
ThW0136 | Thames Water | CSSC.1400 | LEADEN RODING WWTW | COPA/1400 | Leaden Roding STW | Storm discharge at STW | TL5917013110 | TRIBUTARY OF THE RIVER RODING | GB106037033500 | Upper Roding (to Cripsey Brook) | Inland | No | No | No | 0 | No | 0 | No | 0 | No | 0 | No | 0 | No | 0 | No | N/A | 0 | No | No | No | N/A | N/A | N/A | No | 0 | Surface Water | Y | Y | N | N | N | Y | N | N | N | Surface Water Separation | Yes | No | No | No | Yes | No | 10 | 0 | No | No | No | N | AMP 11 | 0 | AMP 11 | AMP 11 | Improvements at this site are profiled in line with HMG targets timescales to balance deliverability and affordability considerations, and we will be reviewing the profiling as new information will become available. | N/A |  | 0 | 0 | 0 | 0 | 0 | 0 | 14 | 93 | 99.97 | 4 | 7.48 | 100 | 0 | 0 | 99.38 | 61 | 482.4 | 99.98 | [12 empty] | Y |  | 0
ThW0137 | Thames Water | CTCR.1780 | LEATHERHEAD WWTW | 1780 | Leatherhead STW | Storm discharge at STW | TQ1471058030 | RIVER MOLE | GB106039017624 | Mole - Dorking to Leatherhead | Inland | No | No | No | 0 | No | 0 | No | 0 | No | 0 | No | 0 | No | 0 | No | N/A | 0 | No | No | No | N/A | N/A | N/A | No | Performance - Asset configuration (e.g. PS/rising main/storm tanks) | Surface Water | N | Y | N | N | N | N | N | Y | N | N | Yes | Yes | Yes | No | Yes | Yes | 10 | 0 | Unknown | No | No | N | AMP 08 | 0 | AMP 08 | AMP 08 | 0 | AMP 08 | Y | Y | 0 | 0 | 0 | 0 | 0 | 61 | 967.5 | 98.67 | 46 | 712.21 | 100 | 60 | 795.76 | 99 | 76 | 1108.46 | 93.95 | [12 empty] | Y | 2025 | 0
ThW0138 | Thames Water | CNTD.0033 | LIGHTWATER WTW | D33 | Lightwater STW | Storm discharge at STW | SU9395062090 | HALE BOURNE | GB106039017930 | Hale/Mill Bourne (Bagshot to Addlestone Bourne confluence near Chobham) | Inland | No | No | No | 0 | No | 0 | No | 0 | No | 0 | No | 0 | No | 0 | No | N/A | 0 | No | No | No | N/A | N/A | N/A | No | 0 | Surface Water | Y | Y | Y | N | N | N | N | Y | N | Surface Water Separation | Yes | No | No | No | Yes | Yes | 10 | 0 | No | No | No | N | AMP 12 | 0 | AMP 12 | AMP 12 | Improvements at this site are profiled in line with HMG targets timescales to balance deliverability and affordability considerations, and we will be reviewing the profiling as new information will become available. | AMP 12 | Y | 0 | 0 | 0 | 0 | 0 | 0 | 12 | 57.75 | 99.25 | 6 | 35.17 | 99 | 23 | 82.22 | 95.95 | 12 | 57.05 | 100 | [12 empty] | Y |  | 0
ThW0139 | Thames Water | CSSC.1402 | LITTLE COMPTON WWTW | COPA/1402 | Little Compton STW | Storm discharge at STW | SP2525030440 | LITTLE COMPTON STREAM | GB106039037390 | Little Compton Brook and tributaries (Source to Evenlode) | Inland | No | Yes | No | 0 | No | 0 | No | 0 | No | 0 | No | 0 | No | 0 | No | N/A | 0 | No | No | No | N/A | N/A | N/A | No | Not asset maintenance - Hydraulic capacity | Surface Water | Y | Y | N | N | N | Y | N | Y | N | Surface Water Separation | Yes | Yes | Yes | No | Yes | Yes | 10 | 0 | Yes | No | No | N | AMP 08 | 0 | AMP 08 | AMP 08 | 0 | AMP 08 | Y | 0 | Y | 0 | 0 | 0 | 0 | 57 | 683.25 | 99.88 | N/A | N/A | N/A | N/A | N/A | N/A | 69 | 779.17 | 99.5 | [12 empty] | Y |  | 0
ThW0140 | Thames Water | CSSC.0263 | LITTLE HALLINGBURY WWTW | COPA/263 | Little Hallingbury STW | Storm discharge at STW | TL4944017430 | LITTLE HALLINGBURY BROOK | GB106038033250 | Little Hallingbury Brook | Inland | No | Yes | No | 0 | No | 0 | No | 0 | No | 0 | Yes | 0 | No | 0 | No | N/A | 0 | No | No | No | N/A | N/A | N/A | No | Not asset maintenance - Hydraulic capacity | Surface Water | Y | Y | N | N | N | Y | N | N | N | Surface Water Separation | Yes | Yes | Yes | No | Yes | No | 10 | 0 | Yes | No | No | N | AMP 08 | 0 | AMP 08 | AMP 08 | 0 | N/A | Y | 0 | 0 | N | N | 0 | 0 | 61 | 846.75 | 100 | 31 | 404.9 | 100 | 59 | 969.55 | 98.23 | 59 | 875.56 | 99.93 | [12 empty] | Y |  | 0
ThW0141 | Thames Water | CNTD.0058 | LITTLE MARLOW STW ( WOOBURNVALLEY ) | D58 | Little Marlow STW | Storm discharge at STW | SU8771086960 | RIVER THAMES | GB106039023880 | Wye (High Wycombe fire station to Thames) | Inland | No | No | No | 0 | No | 0 | No | 0 | No | 0 | No | 0 | Yes | River Thames | No | N/A | 0 | No | No | No | N/A | N/A | N/A | No | 0 | Surface Water | Y | N | N | N | N | Y | N | Y | N | Surface Water Separation | Yes | Yes | Yes | No | Yes | Yes | 10 | 0 | Yes | No | No | N | AMP 10 | 0 | AMP 10 | AMP 10 | 0 | AMP 10 | Y | 0 | 0 | 0 | 0 | 0 | 0 | 0 | 0 | 99.78 | 0 | 0 | 100 | 27 | 464.69 | 98.08 | 15 | 150.94 | 83.54 | [12 empty] | Y |  | 0
ThW0142 | Thames Water | CTCR.1781 | LONG CRENDON WWTW | 1781 | Long Crendon STW | Storm discharge at STW | SP6998008380 | CRENDON STREAM | GB106039030370 | Thame (Aylesbury to Scotsgrove Brook) | Inland | No | No | No | 0 | No | 0 | No | 0 | No | 0 | No | 0 | Yes | River Thame | No | N/A | 0 | No | No | No | N/A | N/A | N/A | No | 0 | Surface Water | N | Y | N | N | N | N | N | N | N | N | Yes | Yes | Yes | No | No | No | 10 | 0 | Yes | No | No | Pending investigation | AMP 11 | 0 | AMP 11 | AMP 11 | Improvements at this site are profiled in line with HMG targets timescales to balance deliverability and affordability considerations, and we will be reviewing the profiling as new information will become available. | N/A |  | 0 | 0 | 0 | 0 | 0 | 0 | 3 | 5.25 | 99.11 | 1 | 2 | 99 | 4 | 13.32 | 96.97 | N/A | N/A | N/A | [12 empty] | Y |  | 0
ThW0143 | Thames Water | CSSC.1406 | LUDGERSHALL WWTW | COPA/1406 | Ludgershall STW | Storm discharge at STW | SP6611018630 | LUDGERSHALL BROOK | GB106039030060 | Ludgershall Brook and Muswellhill Brook | Inland | No | No | No | 0 | No | 0 | No | 0 | No | 0 | No | 0 | No | 0 | No | N/A | 0 | No | No | No | N/A | N/A | N/A | No | Not asset maintenance - Hydraulic capacity | Surface Water | Y | Y | N | N | N | Y | N | Y | N | Surface Water Separation | Yes | No | No | No | Yes | Yes | 10 | 0 | No | No | No | N | AMP 12 | 0 | AMP 12 | AMP 12 | Improvements at this site are profiled in line with HMG targets timescales to balance deliverability and affordability considerations, and we will be reviewing the profiling as new information will become available. | AMP 12 | Y | 0 | 0 | 0 | 0 | 0 | 0 | 98 | 1394.5 | 99.83 | 70 | 948.38 | 100 | 29 | 317.77 | 98.68 | 0 | 0 | 100 | [12 empty] | Y |  | 0
ThW0144 | Thames Water | TEMP.2757 | Maidenhead | TEMP.2757 | Maidenhead STW | Storm discharge at STW | SU8950080600 | Maidenhead Ditch | GB106039023511 | Maidenhead Ditch | Inland | No | No | No | 0 | No | 0 | No | 0 | No | 0 | No | 0 | No | 0 | No | N/A | 0 | No | No | No | N/A | N/A | N/A | No | 0 | Surface Water | [16 empty] | 10 | 0 | No | No | No | Pending investigation | AMP 12 | 0 | AMP 12 | AMP 12 | Improvements at this site are profiled in line with HMG targets timescales to balance deliverability and affordability considerations, and we will be reviewing the profiling as new information will become available. | N/A | Y | 0 | 0 | 0 | 0 | 0 | 0 | 0 | 0 | 97.93 | 0 | 0 | 99 | 2 | 1.15 | 38.47 | 1 | 0.71 | 34.65 | [12 empty] | Y |  | 0 | bar: N to No
ThW0145 | Thames Water | CNTD.0071 | MAPLE LODGE STW, BUCKS | D71 | Maple Lodge STW | Storm discharge at STW | TQ0412092370 | RIVER COLNE | GB106039023090 | Colne (Confluence with Chess to River Thames) | Inland | Yes-Probable | Yes | No | 0 | No | 0 | No | 0 | No | 0 | Yes |  | Yes | Rivers Colne, Gade, Chess & Colne Brook | No | N/A | 0 | No | No | No | N/A | N/A | N/A | No | Performance - Infiltration | Surface Water | Y | N | N | N | N | Y | N | Y | N | Surface Water Separation | Yes | Yes | Yes | No | Yes | Yes | 10 | 0 | Yes | No | No | N | AMP 10 | 0 | AMP 10 | AMP 10 | 0 | AMP 10 | Y | Y | 0 | 0 | 0 | 0 | 0 | 52 | 650.5 | 99.99 | 23 | 204.12 | 100 | 64 | 960 | 99.56 | 83 | 1109.95 | 99.93 | [12 empty] | Y | 2025 | 0
ThW0146 | Thames Water | CSSC.8549 | MARKYATE WASTEWATER TREATMENT WORKS | COPA/8549 | Markyate STW | Storm discharge at STW | TL0749015410 | RIVER VER | GB106039029920 | Ver | Inland | No | No | No | 0 | No | 0 | No | 0 | No | 0 | Yes | River Ver | No | 0 | No | N/A | 0 | No | No | No | N/A | N/A | N/A | No | 0 | Combination | Y | Y | N | N | N | Y | N | Y | N | Surface Water Separation | Yes | Yes | Yes | No | Yes | Yes | 10 | 0 | Yes | No | No | N | AMP 08 | 0 | AMP 08 | AMP 08 | 0 | AMP 08 | Y | 0 | 0 | N | N | 0 | 0 | 4 | 10 | 93.53 | 5 | 9.06 | 96 | 139 | 2641.63 | 96.93 | 5 | 16.73 | 94.93 | [12 empty] | Y |  | 0
ThW0147 | Thames Water | TEMP.2763 | MARLBOROUGH WWTW | TEMP.2763 | Marlborough STW | Storm discharge at STW | SU2012069200 | Kennet | GB106039023173 | Middle Kennet (Marlborough to Hungerford) | Inland | No | No | No | 0 | No | 0 | No | 0 | No | 0 | Yes | River Kennet | No | 0 | No | N/A | 0 | No | No | No | N/A | N/A | N/A | No | Performance - Infiltration | Combination | Y | Y | Y | N | N | N | N | N | N | Surface Water Separation | Yes | Yes | Yes | No | Yes | No | 10 | 0 | Yes | No | No | N | AMP 09 | 0 | AMP 09 | AMP 09 | 0 | N/A | Y | 0 | 0 | 0 | 0 | 0 | 0 | 172 | 2383.25 | 90.04 | 0 | 0 | 96 | 42 | 407.77 | 93.68 | 151 | 2872.22 | 96.99 | [12 empty] | Y |  | 0
ThW0148 | Thames Water | TEMP.1368 | London Road | TEMP.1368 | London Road (Marlborough) SPS | Storm discharge at SPS | SU1930069101 | Kennet | GB106039023171 | Upper Kennet to Marlborough | Inland | No | No | No | 0 | No | 0 | No | 0 | No | 0 | Yes | River Kennet | No | 0 | No | N/A | 0 | No | No | No | N/A | N/A | N/A | No | 0 | Surface Water | N | N | N | N | N | N | N | Y | N | N | Yes | Yes | Yes | No | No | Yes | 10 | 0 | Yes | No | No | Pending investigation | AMP 09 | 0 | AMP 09 | AMP 09 | 0 | AMP 09 |  | 0 | 0 | 0 | 0 | 0 | 0 | 2 | 1.5 | 99.97 | 0 | 0 | 100 | 0 | 0 | 96.92 | 2 | 1.4 | 99.84 | [12 empty] | Y |  | 0
ThW0149 | Thames Water | TEMP.2765 | Marsh Gibbon | TEMP.2765 | Marsh Gibbon STW | Storm discharge at STW | SP6440022501 | Summerstown Ditch | GB106039030120 | Summerstown Ditch and Launton and Cutters Brook | Inland | No | No | No | 0 | No | 0 | No | 0 | No | 0 | No | 0 | No | 0 | No | N/A | 0 | No | No | No | N/A | N/A | N/A | No | Performance - Infiltration | Surface Water | Y | Y | N | N | N | Y | N | N | N | Surface Water Separation | Yes | No | No | No | Yes | No | 10 | 0 | No | No | No | N | AMP 12 | 0 | AMP 12 | AMP 12 | Improvements at this site are profiled in line with HMG targets timescales to balance deliverability and affordability considerations, and we will be reviewing the profiling as new information will become available. | N/A | Y | 0 | 0 | 0 | 0 | 0 | 0 | 99 | 1833 | 98.92 | 64 | 1195.49 | 95 | 87 | 1635.62 | 94.3 | 114 | 2186.68 | 95.36 | [12 empty] | Y |  | 0
ThW0150 | Thames Water | CNTM.0081 | MERSTHAM STW, ALBURY ROAD, SOUTH ME | WR.81 | Merstham STW | Storm discharge at STW | TQ2968052120 | MERSTHAM STREAM | GB106039017590 | Redhill Brook | Inland | No | No | No | 0 | No | 0 | No | 0 | No | 0 | No | 0 | No | 0 | No | N/A | 0 | No | No | No | N/A | N/A | N/A | No | 0 | Surface Water | Y | N | Y | N | N | N | N | Y | N | Surface Water Separation | Yes | No | No | No | Yes | Yes | 10 | 0 | No | No | No | N | AMP 12 | 0 | AMP 12 | AMP 12 | Improvements at this site are profiled in line with HMG targets timescales to balance deliverability and affordability considerations, and we will be reviewing the profiling as new information will become available. | AMP 12 | Y | 0 | 0 | 0 | 0 | 0 | 0 | 23 | 244 | 99.83 | 28 | 426.2 | 100 | 30 | 352.58 | 99.67 | 44 | 681.86 | 100 | [12 empty] | Y |  | 0
ThW0151 | Thames Water | CTCR.1850 | MIDDLE BARTON WWTW | N.1850 | Middle Barton STW | Storm discharge at STW | SP4473025410 | RIVER DORN | GB106039037380 | Dorn (Source to Glyme) | Inland | No | No | No | 0 | No | 0 | No | 0 | No | 0 | No | 0 | No | 0 | No | N/A | 0 | No | No | No | N/A | N/A | N/A | No | 0 | Surface Water | Y | Y | N | N | N | Y | N | Y | N | Surface Water Separation | Yes | No | No | No | Yes | Yes | 10 | 0 | No | No | No | Pending investigation | AMP 11 | 0 | AMP 11 | AMP 11 | Improvements at this site are profiled in line with HMG targets timescales to balance deliverability and affordability considerations, and we will be reviewing the profiling as new information will become available. | AMP 11 | Y | Y | 0 | 0 | 0 | 0 | 0 | 17 | 65 | 85.14 | 4 | 4.95 | 91 | 4 | 17.46 | 100 | 12 | 133.91 | 90.85 | [12 empty] | Y | 2025 | 0
ThW0152 | Thames Water | CAWM.0083 | MIDDLETON CHENEY WTW | W/WR83 | Middleton Cheney STW | Storm discharge at STW | SP5061041240 | WASHLE BROOK | GB106039037290 | Farthinghoe Stream (Source to Cherwell) and tributaries | Inland | No | No | No | 0 | No | 0 | No | 0 | No | 0 | No | 0 | No | 0 | No | N/A | 0 | No | No | No | N/A | N/A | N/A | No | 0 | Surface Water | Y | Y | N | N | N | Y | N | Y | N | Surface Water Separation | Yes | No | No | No | Yes | Yes | 10 | 0 | No | No | No | N | AMP 12 | 0 | AMP 12 | AMP 12 | Improvements at this site are profiled in line with HMG targets timescales to balance deliverability and affordability considerations, and we will be reviewing the profiling as new information will become available. | AMP 12 | Y | 0 | 0 | 0 | 0 | 0 | 0 | 19 | 159.25 | 98.94 | 11 | 57.44 | 97 | 38 | 344.56 | 97.26 | N/A | N/A | N/A | [12 empty] | Y |  | 0
ThW0153 | Thames Water | TEMP.2773 | MIDDLETON STONEY WWTW | TEMP.2773 | Middleton Stoney STW | Storm discharge at STW | SP5381023580 | Gagle Brook | GB106039030140 | Langford Brook (Bicester to Ray inc Gagle Brook) | Inland | No | No | No | 0 | No | 0 | No | 0 | No | 0 | No | 0 | No | 0 | No | N/A | 0 | No | No | No | N/A | N/A | N/A | No | 0 | Surface Water | Y | N | N | N | N | Y | N | N | N | Surface Water Separation | Yes | No | No | No | Yes | No | 10 | 0 | No | No | No | N | AMP 11 | 0 | AMP 11 | AMP 11 | Improvements at this site are profiled in line with HMG targets timescales to balance deliverability and affordability considerations, and we will be reviewing the profiling as new information will become available. | N/A |  | 0 | 0 | 0 | 0 | 0 | 0 | 37 | 302.25 | 100 | 15 | 45.9 | 98 | 15 | 178.67 | 96.99 | 22 | 202.84 | 99.97 | [12 empty] | Y |  | 0
ThW0154 | Thames Water | TEMP.2776 | Milton-under-Wychwood | TEMP.2776 | Milton-Under-Wychwood STW | Storm discharge at STW | SP2740018401 | Littlestock Brook | GB106039029910 | Littlestock Stream to tributary of Evenlode at Shipton | Inland | No | No | No | 0 | No | 0 | No | 0 | No | 0 | No | 0 | No | 0 | No | N/A | 0 | No | No | No | N/A | N/A | N/A | No | Performance - Infiltration | Combination | Y | Y | Y | N | N | N | N | N | N | Surface Water Separation | Yes | No | No | No | Yes | No | 10 | 0 | No | No | No | N | AMP 12 | 0 | AMP 12 | AMP 12 | Improvements at this site are profiled in line with HMG targets timescales to balance deliverability and affordability considerations, and we will be reviewing the profiling as new information will become available. | N/A | Y | Y | 0 | 0 | 0 | 0 | 0 | 126 | 2141.75 | 98.18 | 73 | 980.82 | 100 | 96 | 1405.69 | 98.47 | 141 | 2060.72 | 100 | [12 empty] | Y | 2025 | 0
ThW0155 | Thames Water | CNTD.0010 | MORETON PINKNEY WWTW | D.10 | Moreton Pinkney STW | Storm discharge at STW | SP5738049730 | ASHBY BROOK | GB106039037360 | Ashby Brook (Source to Cherwell) | Inland | No | No | No | 0 | No | 0 | No | 0 | No | 0 | No | 0 | No | 0 | No | N/A | 0 | No | No | No | N/A | N/A | N/A | No | 0 | Surface Water | Y | Y | N | N | N | Y | N | N | N | Surface Water Separation | Yes | No | No | No | Yes | No | 10 | 0 | No | No | No | N | AMP 12 | 0 | AMP 12 | AMP 12 | Improvements at this site are profiled in line with HMG targets timescales to balance deliverability and affordability considerations, and we will be reviewing the profiling as new information will become available. | N/A |  | 0 | 0 | 0 | 0 | 0 | 0 | 18 | 58.25 | 99.79 | 14 | 32.57 | 100 | 29 | 78.1 | 98.08 | 17 | 54.98 | 100 | [12 empty] | Y |  | 0
ThW0156 | Thames Water | CTCR.2092 | CSO AT MORETON-IN-MARSH SPS | CTCR.2092 | Moreton-in-marsh | Storm discharge at SPS | SP2081032340 | EVENLODE | GB106039037420 | Evenlode (Source to Four Shires S) and Longborough Stream | Inland | No | No | No | 0 | No | 0 | No | 0 | No | 0 | No | 0 | No | 0 | No | N/A | 0 | No | No | No | N/A | N/A | N/A | No | 0 | Surface Water | N | Y | N | N | N | N | N | Y | N | Sewer Capacity Increase | Yes | No | No | No | Yes | Yes | 10 | 0 | No | No | No | Pending investigation | AMP 11 | 0 | AMP 11 | AMP 11 | Improvements at this site are profiled in line with HMG targets timescales to balance deliverability and affordability considerations, and we will be reviewing the profiling as new information will become available. | AMP 11 |  | 0 | 0 | 0 | 0 | 0 | 0 | 4 | 20.75 | 91.91 | 3 | 39.02 | 31 | N/A | N/A | N/A | N/A | N/A | N/A | [12 empty] | Y |  | 0
ThW0157 | Thames Water | TEMP.2783 | MORTIMER (STRATFIELD MORTIMER) WWTW | TEMP.2783 | Mortimer STW | Storm discharge at STW | SU6746064500 | Foudry Brook | GB106039017380 | Foudry Brook (West End Brook to M4) | Inland | No | No | No | 0 | No | 0 | No | 0 | No | 0 | No | 0 | No | 0 | No | N/A | 0 | No | No | No | N/A | N/A | N/A | No | Performance - Asset configuration (e.g. PS/rising main/storm tanks) | Surface Water | Y | N | Y | N | N | N | N | N | N | Surface Water Separation | Yes | No | No | No | Yes | No | 10 | 0 | No | No | No | N | AMP 12 | 0 | AMP 12 | AMP 12 | Improvements at this site are profiled in line with HMG targets timescales to balance deliverability and affordability considerations, and we will be reviewing the profiling as new information will become available. | N/A | Y | 0 | 0 | N | N | 0 | 0 | 150 | 3304.25 | 99.38 | 84 | 1641.82 | 100 | 79 | 1576.22 | 83.03 | 144 | 3222.12 | 99.99 | [12 empty] | Y |  | 0
ThW0158 | Thames Water | CSSC.0328 | BRENTWOOD (NAGS HEAD LANE) WWTW | COPA/328 | Nags Head Lane STW | Storm discharge at STW | TQ5624091580 | RIVER INGREBOURNE | GB106037028130 | Ingrebourne | Inland | Yes-Confirmed | Yes | No | 0 | No | 0 | No | 0 | No | 0 | No | 0 | Yes | Ingrebourne | No | N/A | 0 | No | No | No | N/A | N/A | N/A | No | Not asset maintenance - Hydraulic capacity | Surface Water | Y | Y | Y | N | N | N | N | Y | N | Surface Water Separation | Yes | Yes | Yes | No | Yes | Yes | 10 | 0 | Yes | No | No | N | AMP 09 | 0 | AMP 09 | AMP 09 | 0 | AMP 09 | Y | 0 | 0 | 0 | 0 | 0 | 0 | 45 | 529.5 | 99.89 | 28 | 360.13 | 100 | 60 | 578.15 | 94.88 | 78 | 1022.11 | 99.74 | [12 empty] | Y |  | 0
ThW0159 | Thames Water | CNTD.0078 | EVERSLEY (LOWER COMMON) WWTW | D.78 | New Mill STW | Storm discharge at STW | SU7600062880 | TRIBUTARY OF RIVER BLACKWATER | GB106039017290 | Blackwater (Hawley to Whitewater confluence at Bramshill) | Inland | No | No | Yes | Bramshill | No | 0 | Yes | Thames Basin Heaths | No | 0 | No | 0 | No | 0 | No | N/A | 0 | No | No | No | N/A | N/A | N/A | No | 0 | Surface Water | Y | Y | N | N | N | Y | N | Y | N | Surface Water Separation | Yes | Yes | Yes | No | Yes | Yes | 10 | 0 | Yes | No | No | N | AMP 09 | 0 | AMP 09 | AMP 09 | 0 | AMP 09 |  | 0 | 0 | N | N | 0 | 0 | 36 | 333.75 | 99.22 | 24 | 119.33 | 100 | 31 | 265.27 | 98.15 | 29 | 225.74 | 100 | [12 empty] | Y |  | 0
ThW0160 | Thames Water | CTCR.2136 | NORTH WEALD WWTW | 2136 | North Weald STW | Storm discharge at STW | TL4956004730 | NORTH WEALD BROOK | GB106037033481 | Cripsey Brook | Inland | Yes-Probable | No | No | 0 | No | 0 | No | 0 | No | 0 | No | 0 | No | 0 | No | N/A | 0 | No | No | No | N/A | N/A | N/A | No | Performance - Asset configuration (e.g. PS/rising main/storm tanks) | Surface Water | Y | N | N | N | N | Y | N | N | N | Surface Water Separation | Yes | Yes | Yes | No | Yes | No | 10 | 0 | Yes | No | No | N | AMP 08 | 0 | AMP 08 | AMP 08 | 0 | N/A | Y | 0 | 0 | N | N | 0 | 0 | 94 | 1349.5 | 99.99 | N/A | N/A | N/A | 88 | 1195.67 | 97.57 | N/A | N/A | N/A | [12 empty] | Y |  | 0
ThW0161 | Thames Water | CNTD.0012 | NORTHLEACH WWTW | D.12 | Northleach STW | Storm discharge at STW | SP1233014320 | RIVER LEACH | GB106039030040 | Leach (Source to Thames) | Inland | No | No | No | 0 | No | 0 | No | 0 | No | 0 | No | 0 | No | 0 | No | N/A | 0 | No | No | No | N/A | N/A | N/A | No | 0 | Surface Water | Y | Y | N | N | N | Y | N | N | N | Surface Water Separation | Yes | No | No | No | Yes | No | 10 | 0 | No | No | No | N | AMP 12 | 0 | AMP 12 | AMP 12 | Improvements at this site are profiled in line with HMG targets timescales to balance deliverability and affordability considerations, and we will be reviewing the profiling as new information will become available. | N/A | Y | 0 | 0 | 0 | 0 | 0 | 0 | 3 | 18.75 | 100 | N/A | N/A | N/A | 50 | 445.74 | 98.75 | 70 | 983.83 | 100 | [12 empty] | Y |  | 0
ThW0162 | Thames Water | TEMP.2827 | Oxford (Sandford) | TEMP.2827 | Oxford STW | Storm discharge at STW | SP5420002201 | Pottery Stream | GB106039030180 | Northfield Brook (Source to Thames) at Sandford | Inland | No | No | No | 0 | No | 0 | No | 0 | No | 0 | No | 0 | Yes | Northfield Brook | No | N/A | 0 | No | No | No | N/A | N/A | N/A | No | Performance - Asset configuration (e.g. PS/rising main/storm tanks) | Surface Water | Y | N | N | N | N | Y | N | Y | N | Surface Water Separation | Yes | Yes | Yes | No | Yes | Yes | 10 | 0 | Yes | No | No | N | AMP 10 | 0 | AMP 10 | AMP 10 | 0 | AMP 10 | Y | Y | 0 | 0 | 0 | 0 | 0 | 133 | 2095.75 | 93.41 | N/A | N/A | N/A | 56 | 891.52 | 96.74 | 126 | 1822.48 | 100 | [12 empty] | Y | 2025 | 0
ThW0163 | Thames Water | TEMP.3035 | West Way, Botley (Syphon) | TEMP.3035 | West way, botley (syphon) | Storm discharge at CSO | SP4865006240 | Seacourt Stream | GB106039030334 | Thames (Evenlode to Thame) | Inland | No | No | No | 0 | No | 0 | No | 0 | No | 0 | No | 0 | No | 0 | No | N/A | 0 | No | No | No | N/A | N/A | N/A | No | 0 | Surface Water | Y | N | Y | N | N | N | N | Y | N | Surface Water Separation and Sewer Capacity Increase | Yes | No | No | No | Yes | Yes | 10 | 0 | No | No | No | N | AMP 12 | 0 | AMP 12 | AMP 12 | Improvements at this site are profiled in line with HMG targets timescales to balance deliverability and affordability considerations, and we will be reviewing the profiling as new information will become available. | AMP 12 |  | 0 | 0 | 0 | 0 | 0 | 0 | 26 | 105.5 | 99.07 | N/A | N/A | N/A | 22 | 83.39 | 99.73 | 0 | 0 | 99.86 | [12 empty] | Y |  | 0
ThW0164 | Thames Water | CTCR.2078 | PANGBOURNE WWTW | 2078 | Pangbourne STW | Storm discharge at STW | SU6440076600 | RIVER SUL | GB106039023280 | Sulham Brook | Inland | No | No | No | 0 | No | 0 | No | 0 | No | 0 | No | 0 | No | 0 | No | N/A | 0 | No | No | No | N/A | N/A | N/A | No | 0 | Surface Water | Y | N | Y | N | N | N | N | Y | N | Surface Water Separation | Yes | Yes | Yes | No | Yes | Yes | 10 | 0 | Unknown | No | No | N | AMP 09 | 0 | AMP 09 | AMP 09 | 0 | AMP 09 | Y | 0 | 0 | 0 | 0 | 0 | 0 | 5 | 82.57 | 99.86 | N/A | N/A | N/A | 15 | 332.23 | 98.25 | 101 | 377.84 | 73.44 | [12 empty] | Y |  | 0
ThW0165 | Thames Water | CSSC.2353 | RAMSBURY WASTEWATER TREATMENT WORKS | COPA/2353 | Ramsbury STW | Storm discharge at STW | SU2885071770 | RIVER KENNET | GB106039023200 | Aldbourne | Inland | No | No | No | 0 | No | 0 | No | 0 | No | 0 | Yes | 0 | No | 0 | No | N/A | 0 | No | No | No | N/A | N/A | N/A | No | 0 | Surface Water | Y | Y | Y | N | N | N | N | Y | N | Surface Water Separation | Yes | Yes | Yes | No | No | Yes | 10 | 0 | Yes | No | No | Pending investigation | AMP 09 | 0 | AMP 09 | AMP 09 | 0 | AMP 09 | Y | Y | 0 | 0 | 0 | 0 | 0 | 0 | 0 | 98.62 | N/A | N/A | N/A | 0 | 0 | 98.31 | 5 | 10.57 | 99.99 | [12 empty] | Y | 2025 | 0
ThW0166 | Thames Water | TEMP.2851 | RATLEY WWTW | TEMP.2851 | Ratley STW | Storm discharge at STW | SP3843047030 | Sor Brook | GB106039037320 | Sor Brook (Source to Broughton) | Inland | No | No | No | 0 | No | 0 | No | 0 | No | 0 | No | 0 | No | 0 | No | N/A | 0 | No | No | No | N/A | N/A | N/A | No | 0 | Surface Water | Y | Y | N | N | N | Y | N | Y | N | Surface Water Separation | Yes | No | No | No | No | Yes | 10 | 0 | No | No | No | Pending investigation | AMP 12 | 0 | AMP 12 | AMP 12 | Improvements at this site are profiled in line with HMG targets timescales to balance deliverability and affordability considerations, and we will be reviewing the profiling as new information will become available. | AMP 12 |  | 0 | 0 | 0 | 0 | 0 | 0 | 3 | 4 | 99.73 | N/A | N/A | N/A | 4 | 6.89 | 99.39 | 2 | 2.07 | 100 | [12 empty] | Y |  | 0
ThW0167 | Thames Water | CAWM.0942 | READING SEWAGE TREATMENT WORKS | W/WR942 | Reading STW | Storm discharge at STW | SU7113070720 | FOUDRY BROOK | GB106039017380 | Foudry Brook (West End Brook to M4) | Inland | No | No | No | 0 | No | 0 | No | 0 | No | 0 | No | 0 | Yes | Foundry Brook | No | N/A | 0 | No | No | No | N/A | N/A | N/A | No | 0 | Surface Water | Y | N | N | N | N | Y | N | Y | N | Surface Water Separation | Yes | Yes | Yes | No | Yes | Yes | 10 | 0 | Yes | No | No | N | AMP 11 | 0 | AMP 11 | AMP 11 | Improvements at this site are profiled in line with HMG targets timescales to balance deliverability and affordability considerations, and we will be reviewing the profiling as new information will become available. | AMP 11 | Y | 0 | 0 | 0 | 0 | 0 | 0 | 24 | 289.75 | 99.94 | N/A | N/A | N/A | 6 | 50.11 | 96.43 | 16 | 267.41 | 99.96 | [12 empty] | Y |  | 0
ThW0168 | Thames Water | CTCR.2150 | RIPLEY WASTEWATER TREATMENT WORKS | 2150 | Ripley STW | Storm discharge at STW | TQ0449057320 | RIVER WEY/OCKHAM MILL STREAM | GB106039017630 | Wey (Shalford to River Thames confluence at Weybridge) | Inland | No | No | No | 0 | No | 0 | No | 0 | No | 0 | No | 0 | No | 0 | No | N/A | 0 | No | No | No | N/A | N/A | N/A | No | 0 | Surface Water | Y | N | Y | N | N | N | N | Y | N | Surface Water Separation | Yes | No | No | No | Yes | Yes | 10 | 0 | No | No | No | N | AMP 12 | 0 | AMP 12 | AMP 12 | Improvements at this site are profiled in line with HMG targets timescales to balance deliverability and affordability considerations, and we will be reviewing the profiling as new information will become available. | AMP 12 |  | 0 | 0 | 0 | 0 | 0 | 0 | 22 | 160.25 | 99.85 | N/A | N/A | N/A | 21 | 155.85 | 98.68 | N/A | N/A | N/A | [12 empty] | Y |  | 0
ThW0169 | Thames Water | CSSC.1419 | ROWSHAM WASTEWATER TREATMENT WORKS | COPA/1419 | Rowsham STW | Storm discharge at STW | SP8487017680 | ROWSHAM BROOK | GB106039030410 | Thame upstream of Aylesbury | Inland | No | No | No | 0 | No | 0 | No | 0 | No | 0 | No | 0 | No | 0 | No | N/A | 0 | No | No | No | N/A | N/A | N/A | No | 0 | Surface Water | Y | Y | N | N | N | Y | N | N | N | Surface Water Separation | Yes | No | No | No | Yes | No | 10 | 0 | No | No | No | N | AMP 11 | 0 | AMP 11 | AMP 11 | Improvements at this site are profiled in line with HMG targets timescales to balance deliverability and affordability considerations, and we will be reviewing the profiling as new information will become available. | N/A |  | 0 | 0 | 0 | 0 | 0 | 0 | 15 | 88.75 | 99.77 | N/A | N/A | N/A | 14 | 136.2 | 98.03 | 20 | 97.02 | 100 | [12 empty] | Y |  | 0
ThW0170 | Thames Water | CLCR.0048 | RYE MEADS WWTW | R48 | Rye Meads STW | Storm discharge at STW | TL3948010440 | TOLL HOUSE STREAM | GB106038033282 | Stort and Navigation, Harlow to Lee | Inland | Yes-Confirmed | No | No | 0 | No | 0 | No | 0 | No | 0 | Yes | Drain | No | 0 | No | N/A | 0 | No | No | No | N/A | N/A | N/A | No | 0 | Surface Water | N | Y | N | N | N | N | N | Y | N | N | Yes | Yes | Yes | No | Yes | Yes | 10 | 0 | Yes | No | No | N | AMP 09 | 0 | AMP 09 | AMP 09 | 0 | AMP 09 |  | 0 | 0 | 0 | 0 | 0 | 0 | 13 | 62 | 99.26 | N/A | N/A | N/A | 34 | 237.16 | 98.62 | 32 | 275.62 | 99.98 | [12 empty] | Y |  | 0
ThW0171 | Thames Water | TEMP.2881 | Sandhurst | TEMP.2881 | Sandhurst STW | Storm discharge at STW | SU8360060900 | Blackwater | GB106039017290 | Blackwater (Hawley to Whitewater confluence at Bramshill) | Inland | No | No | No | 0 | No | 0 | No | 0 | No | 0 | No | 0 | Yes | River Blackwater (Hampshire) | No | N/A | 0 | No | No | No | N/A | N/A | N/A | No | 0 | Surface Water | Y | N | Y | N | N | N | N | N | N | Surface Water Separation | Yes | Yes | Yes | No | Yes | No | 10 | 0 | Yes | No | No | N | AMP 10 | 0 | AMP 10 | AMP 10 | 0 | N/A | Y | 0 | 0 | 0 | 0 | 0 | 0 | 18 | 145 | 99.99 | N/A | N/A | N/A | 35 | 601.6 | 97.83 | 36 | 489.47 | 100 | [12 empty] | Y |  | 0
ThW0172 | Thames Water | CSSC.1429 | SHABBINGTON WWTW | COPA/1429 | Shabbington STW | Storm discharge at STW | SP6624007350 | SHABBINGTON BROOK | GB106039030290 | Peppershill and Shabbington Brooks | Inland | No | No | No | 0 | No | 0 | No | 0 | No | 0 | No | 0 | No | 0 | No | N/A | 0 | No | No | No | N/A | N/A | N/A | No | 0 | Surface Water | Y | Y | N | N | N | Y | N | Y | N | Surface Water Separation | Yes | No | No | No | Yes | Yes | 10 | 0 | No | No | No | N | AMP 11 | 0 | AMP 11 | AMP 11 | Improvements at this site are profiled in line with HMG targets timescales to balance deliverability and affordability considerations, and we will be reviewing the profiling as new information will become available. | AMP 11 | Y | Y | 0 | 0 | 0 | 0 | 0 | 48 | 575 | 100 | N/A | N/A | N/A | 24 | 315.94 | 98.13 | N/A | N/A | N/A | [12 empty] | Y | 2024 | 0
ThW0173 | Thames Water | TEMP.2886 | SHAMLEY GREEN (WONERSH) WWTW | TEMP.2886 | Shamley Green STW | Storm discharge at STW | TQ0202043800 | Cranleigh Waters | GB106039017810 | Cranleigh Waters | Inland | No | No | No | 0 | No | 0 | No | 0 | No | 0 | No | 0 | No | 0 | No | N/A | 0 | No | No | No | N/A | N/A | N/A | No | 0 | Surface Water | Y | Y | Y | N | N | N | N | N | N | Surface Water Separation | Yes | No | No | No | Yes | No | 10 | 0 | No | No | No | N | AMP 12 | 0 | AMP 12 | AMP 12 | Improvements at this site are profiled in line with HMG targets timescales to balance deliverability and affordability considerations, and we will be reviewing the profiling as new information will become available. | N/A | Y | 0 | 0 | 0 | 0 | 0 | 0 | 0 | 0 | 100 | N/A | N/A | N/A | 0 | 0 | 97.37 | 35 | 475.82 | 100 | [12 empty] | Y |  | 0
ThW0174 | Thames Water | TEMP.2891 | SHERFIELD-ON-LODDON WWTW | TEMP.2891 | Sherfield-on-Loddon STW | Storm discharge at STW | SU6774058620 | Bow Brook | GB106039017140 | Bow Brook (Bramley to Sherfield Green) | Inland | No | No | No | 0 | No | 0 | No | 0 | No | 0 | Yes | Bow Brook | No | 0 | No | N/A | 0 | No | No | No | N/A | N/A | N/A | No | N/A - Ongoing investigation | Surface Water | Y | Y | Y | N | N | N | N | Y | N | Surface Water Separation | Yes | Yes | Yes | No | Yes | Yes | 10 | 0 | Yes | No | No | N | AMP 11 | 0 | AMP 11 | AMP 11 | Improvements at this site are profiled in line with HMG targets timescales to balance deliverability and affordability considerations, and we will be reviewing the profiling as new information will become available. | AMP 11 | Y | 0 | 0 | 0 | 0 | 0 | 0 | 67 | 1000.5 | 98.97 | N/A | N/A | N/A | 26 | 309.54 | 97.29 | 34 | 393.36 | 99.72 | [12 empty] | Y |  | 0
ThW0175 | Thames Water | TEMP.2892 | SHOTTESWELL WWTW | TEMP.2892 | Shotteswell STW | Storm discharge at STW | SP4282045760 | Hanwell Brook | GB106039037340 | Hanwell Brook | Inland | No | No | No | 0 | No | 0 | No | 0 | No | 0 | No | 0 | No | 0 | No | N/A | 0 | No | No | No | N/A | N/A | N/A | No | 0 | Surface Water | Y | Y | N | N | N | Y | N | N | N | Surface Water Separation | Yes | No | No | No | Yes | No | 10 | 0 | No | No | No | N | AMP 11 | 0 | AMP 11 | AMP 11 | Improvements at this site are profiled in line with HMG targets timescales to balance deliverability and affordability considerations, and we will be reviewing the profiling as new information will become available. | N/A |  | 0 | 0 | 0 | 0 | 0 | 0 | 30 | 102.5 | 98.23 | N/A | N/A | N/A | 41 | 286.32 | 94.27 | 31 | 224.53 | 100 | [12 empty] | Y |  | 0
ThW0176 | Thames Water | TEMP.2893 | Shrivenham | TEMP.2893 | Shrivenham STW | Storm discharge at STW | SU2460089801 | Tuckmill Brook | GB106039022920 | Tuckmill Brook and tributaries | Inland | No | No | No | 0 | No | 0 | No | 0 | No | 0 | No | 0 | No | 0 | No | N/A | 0 | No | No | No | N/A | N/A | N/A | No | N/A - Ongoing investigation | Surface Water | Y | Y | Y | N | N | N | N | N | N | Surface Water Separation | Yes | No | No | No | Yes | No | 10 | 0 | No | No | No | N | AMP 12 | 0 | AMP 12 | AMP 12 | Improvements at this site are profiled in line with HMG targets timescales to balance deliverability and affordability considerations, and we will be reviewing the profiling as new information will become available. | N/A |  | 0 | 0 | 0 | 0 | 0 | 0 | 81 | 1329.5 | 99.78 | N/A | N/A | N/A | 25 | 386.2 | 95.9 | 51 | 762.72 | 99.98 | [12 empty] | Y |  | 0
ThW0177 | Thames Water | CSSC.1434 | SHUTFORD WASTEWATER TREATMENT WORKS | COPA/1434 | Shutford STW | Storm discharge at STW | SP3883040790 | SHUTFORD STREAM | GB106039037300 | Shutford Stream (Source to Sor Brook) | Inland | No | No | No | 0 | No | 0 | No | 0 | No | 0 | No | 0 | No | 0 | No | N/A | 0 | No | No | No | N/A | N/A | N/A | No | Performance - Asset configuration (e.g. PS/rising main/storm tanks) | Surface Water | Y | N | N | Y | N | N | N | Y | N | Surface Water Separation | Yes | No | No | No | Yes | Yes | 10 | 0 | No | No | No | N | AMP 12 | 0 | AMP 12 | AMP 12 | Improvements at this site are profiled in line with HMG targets timescales to balance deliverability and affordability considerations, and we will be reviewing the profiling as new information will become available. | AMP 12 | Y | 0 | 0 | 0 | 0 | 0 | 0 | 38 | 272.25 | 95.98 | N/A | N/A | N/A | 68 | 902.85 | 97.54 | 114 | 1529.57 | 98.76 | [12 empty] | Y |  | 0
ThW0178 | Thames Water | CNTW.0737 | SILCHESTER WWTW | B737 | Silchester STW | Storm discharge at STW | SU6230061000 | SILCHESTER BROOK | GB106039017190 | Silchester Brook | Inland | No | No | No | 0 | No | 0 | No | 0 | No | 0 | No | 0 | Yes | Silchester Brook | No | N/A | 0 | No | No | No | N/A | N/A | N/A | No | Performance - Infiltration | Combination | Y | N | Y | N | N | N | N | Y | N | Surface Water Separation | Yes | Yes | Yes | No | Yes | Yes | 10 | 0 | Yes | No | No | N | AMP 11 | 0 | AMP 11 | AMP 11 | Improvements at this site are profiled in line with HMG targets timescales to balance deliverability and affordability considerations, and we will be reviewing the profiling as new information will become available. | AMP 11 | Y | 0 | 0 | 0 | 0 | 0 | 0 | 112 | 2067 | 99.84 | N/A | N/A | N/A | 63 | 968.32 | 98.51 | N/A | N/A | N/A | [12 empty] | Y |  | 0
ThW0179 | Thames Water | CNTM.2237 | STW, WOOD LANE, SLOUGH, BERKS | WR2237 | Slough STW | Storm discharge at STW | SU9376079420 | ROUNDMOOR DITCH | GB106039023540 | Roundmoor Ditch and Boveney Ditch | Inland | Yes-Confirmed | No | No | 0 | No | 0 | No | 0 | No | 0 | No | 0 | No | 0 | No | N/A | 0 | No | No | No | N/A | N/A | N/A | No | 0 | Surface Water | Y | N | N | N | N | Y | N | Y | N | Surface Water Separation | Yes | Yes | Yes | No | Yes | Yes | 10 | 0 | Yes | No | No | N | AMP 10 | 0 | AMP 10 | AMP 10 | 0 | AMP 10 |  | Y | 0 | 0 | 0 | 0 | 0 | 32 | 363.5 | 78.55 | N/A | N/A | N/A | N/A | N/A | N/A | N/A | N/A | N/A | [12 empty] | Y | 2025 | 0
ThW0180 | Thames Water | TEMP.3014 | Windsor | TEMP.3014 | Windsor STW | Storm discharge at STW | SU9970075001 | Thames | GB106039023231 | Thames (Cookham to Egham) | Inland | No | Yes | No | 0 | No | 0 | No | 0 | No | 0 | No | 0 | Yes | River Thames | No | N/A | 0 | No | No | No | N/A | N/A | N/A | No | Not asset maintenance - Hydraulic capacity | Surface Water | Y | N | N | N | N | Y | N | N | N | Surface Water Separation | Yes | Yes | Yes | No | Yes | No | 10 | 0 | Yes | No | No | N | AMP 09 | 0 | AMP 09 | AMP 09 | 0 | N/A | Y | 0 | 0 | 0 | 0 | 0 | 0 | 87 | 993.37 | 99.63 | N/A | N/A | N/A | 70 | 744.07 | 96.76 | 114 | 1741.04 | 99.79 | [12 empty] | Y |  | 0
ThW0181 | Thames Water | TEMP.2897 | Sonning Common | TEMP.2897 | Sonning Common STW | Storm discharge at STW | SU7170079400 | Into Land | GB40601G601100 | South-West Chilterns Chalk | Inland | No | No | No | 0 | No | 0 | No | 0 | No | 0 | No | 0 | No | 0 | No | N/A | 0 | No | No | No | N/A | N/A | N/A | No | 0 | Surface Water | [16 empty] | 10 | 0 | No | No | No | Pending investigation | AMP 12 | 0 | AMP 12 | AMP 12 | Improvements at this site are profiled in line with HMG targets timescales to balance deliverability and affordability considerations, and we will be reviewing the profiling as new information will become available. | N/A | Y | 0 | 0 | 0 | 0 | 0 | 0 | 1 | 4 | 99.26 | N/A | N/A | N/A | 2 | 3.71 | 98.22 | 3 | 8.32 | 100 | [12 empty] | Y |  | 0 | bar: N to Yes
ThW0182 | Thames Water | CNTD.0016 | SOUTH LEIGH WWTW | D16 | South Leigh STW | Storm discharge at STW | SP3946008420 | Limb Brook | GB106039030310 | Chil and Limb Brooks (source to B4044) | Inland | No | Yes | No | 0 | No | 0 | No | 0 | No | 0 | No | 0 | No | 0 | No | N/A | 0 | No | No | No | N/A | N/A | N/A | No | Not asset maintenance - Hydraulic capacity | Surface Water | Y | N | N | N | N | Y | N | Y | N | Surface Water Separation | Yes | Yes | Yes | No | Yes | Yes | 10 | 0 | Yes | No | No | N | AMP 08 | 0 | AMP 08 | AMP 08 | 0 | AMP 08 | Y | 0 | 0 | 0 | 0 | 0 | 0 | 96 | 1944.25 | 100 | N/A | N/A | N/A | 117 | 2399.39 | 97.76 | 154 | 3342.86 | 99.99 | [12 empty] | Y |  | 0
ThW0183 | Thames Water | TEMP.2900 | South Moreton | TEMP.2900 | South Moreton STW | Storm discharge at STW | SU5650088301 | Mill Brook | GB106039023600 | Mill Brook and Bradfords Brook system, Wallingford | Inland | No | No | No | 0 | No | 0 | No | 0 | No | 0 | No | 0 | No | 0 | No | N/A | 0 | No | No | No | N/A | N/A | N/A | No | Performance - Infiltration | Surface Water | Y | Y | N | N | N | Y | N | N | N | Surface Water Separation | Yes | No | No | No | Yes | No | 10 | 0 | No | No | No | N | AMP 11 | 0 | AMP 11 | AMP 11 | Improvements at this site are profiled in line with HMG targets timescales to balance deliverability and affordability considerations, and we will be reviewing the profiling as new information will become available. | N/A | Y | 0 | 0 | 0 | 0 | 0 | 0 | 162 | 2568 | 93.97 | N/A | N/A | N/A | 150 | 2141.91 | 96.85 | 22 | 248.33 | 71.95 | [12 empty] | Y |  | 0
ThW0184 | Thames Water | TEMP.2906 | Standlake | TEMP.2906 | Standlake STW | Storm discharge at STW | SP4040002301 | Windrush | GB106039030440 | Windrush and tributaries (Little Rissington to Thames) | Inland | No | No | No | 0 | No | 0 | No | 0 | No | 0 | No | 0 | Yes | River Windrush | No | N/A | 0 | No | No | No | N/A | N/A | N/A | No | N/A - Ongoing investigation | Combination | Y | Y | N | Y | N | N | N | Y | N | Surface Water Separation | Yes | Yes | Yes | No | Yes | Yes | 10 | 0 | Yes | No | No | N | AMP 08 | 0 | AMP 08 | AMP 08 | 0 | AMP 08 |  | 0 | 0 | N | N | 0 | 0 | 131 | 2769 | 99.73 | N/A | N/A | N/A | 40 | 888.1 | 99.65 | 24 | 443.93 | 100 | [12 empty] | Y |  | 0
ThW0185 | Thames Water | TEMP.2907 | STANDON WWTW | TEMP.2907 | Standon STW | Storm discharge at STW | TL3972021700 | Rib | GB106038033360 | Rib (from confluence with Quin to Lee Navigation) | Inland | No | No | No | 0 | No | 0 | No | 0 | No | 0 | No | 0 | No | 0 | No | N/A | 0 | No | No | No | N/A | N/A | N/A | No | 0 | Surface Water | Y | Y | N | N | N | Y | N | Y | N | Surface Water Separation | Yes | No | No | No | No | Yes | 10 | 0 | No | No | No | Pending investigation | AMP 12 | 0 | AMP 12 | AMP 12 | Improvements at this site are profiled in line with HMG targets timescales to balance deliverability and affordability considerations, and we will be reviewing the profiling as new information will become available. | AMP 12 | Y | 0 | 0 | 0 | 0 | 0 | 0 | 4 | 16.75 | 98.94 | N/A | N/A | N/A | 2 | 10.3 | 100 | 0 | 0 | 100 | [12 empty] | Y |  | 0
ThW0186 | Thames Water | CSSC.2317 | STANFORD IN THE VALE STW | COPA/2317 | Stanford in the Vale STW | Storm discharge at STW | SU3442092910 | THE RIVER OCK | GB106039023400 | Ock (to Cherbury Brook) | Inland | No | No | No | 0 | No | 0 | No | 0 | No | 0 | No | 0 | No | 0 | No | N/A | 0 | No | No | No | N/A | N/A | N/A | No | 0 | Surface Water | N | Y | N | N | N | N | N | Y | N | N | Yes | No | No | No | No | Yes | 10 | 0 | No | No | No | Pending investigation | AMP 12 | 0 | AMP 12 | AMP 12 | Improvements at this site are profiled in line with HMG targets timescales to balance deliverability and affordability considerations, and we will be reviewing the profiling as new information will become available. | AMP 12 |  | Y | 0 | 0 | 0 | 0 | 0 | 2 | 27.5 | 100 | N/A | N/A | N/A | 4 | 16.19 | 97.54 | N/A | N/A | N/A | [12 empty] | Y | 2025 | 0
ThW0187 | Thames Water | CLCR.0165 | STANSTED MOUNTFITCHET WWTW | R165 | Stansted Mountfitchet STW | Storm discharge at STW | TL5009024270 | THE RIVER STORT | GB106038033340 | Stort and Bourne Brook | Inland | No | No | No | 0 | No | 0 | No | 0 | No | 0 | Yes | Drain | No | 0 | No | N/A | 0 | No | No | No | N/A | N/A | N/A | No | 0 | Surface Water | Y | N | N | N | N | Y | N | N | N | Surface Water Separation | Yes | Yes | Yes | No | Yes | No | 10 | 0 | Yes | No | No | N | AMP 10 | 0 | AMP 10 | AMP 10 | 0 | N/A | Y | 0 | 0 | 0 | 0 | 0 | 0 | 35 | 325.25 | 97.54 | N/A | N/A | N/A | 30 | 383.07 | 96.45 | N/A | N/A | N/A | [12 empty] | Y |  | 0
ThW0188 | Thames Water | CSSC.1439 | STANTON HARCOURT WWTW | COPA/1439 | Stanton Harcourt STW | Storm discharge at STW | SP4219006010 | Harcourt Brook | GB106039030310 | Chil and Limb Brooks (source to B4044) | Inland | No | No | No | 0 | No | 0 | No | 0 | No | 0 | No | 0 | No | 0 | No | N/A | 0 | No | No | No | N/A | N/A | N/A | No | Performance - Asset configuration (e.g. PS/rising main/storm tanks) | Surface Water | Y | N | Y | N | N | N | N | N | N | Surface Water Separation | Yes | No | No | No | Yes | No | 10 | 0 | No | No | No | N | AMP 12 | 0 | AMP 12 | AMP 12 | Improvements at this site are profiled in line with HMG targets timescales to balance deliverability and affordability considerations, and we will be reviewing the profiling as new information will become available. | N/A | Y | 0 | 0 | 0 | 0 | 0 | UV - pending investigation | 91 | 1357 | 98.32 | N/A | N/A | N/A | 45 | 847.85 | 96.95 | 132 | 2484.04 | 98.67 | [12 empty] | Y |  | 0
ThW0190 | Thames Water | CSSC.2368 | STEWKLEY WASTEWATER TREATMENT WORKS | COPA/2368 | Stewkley STW | Storm discharge at STW | SP8498024860 | HARDWICK BROOK | GB106039030430 | Hardwick Brook (Source to Thame) | Inland | No | Yes | No | 0 | No | 0 | No | 0 | No | 0 | No | 0 | No | 0 | No | N/A | 0 | No | No | No | N/A | N/A | N/A | No | Not asset maintenance - Hydraulic capacity | Surface Water | Y | N | N | N | N | Y | N | Y | N | Surface Water Separation | Yes | Yes | Yes | No | Yes | Yes | 10 | 0 | Yes | No | No | N | AMP 08 | 0 | AMP 08 | AMP 08 | 0 | AMP 08 | Y | 0 | 0 | N | N | 0 | 0 | 162 | 3166.25 | 100 | N/A | N/A | N/A | 122 | 1861.17 | 98.54 | 82 | 756.82 | 100 | [12 empty] | Y |  | 0
ThW0191 | Thames Water | CSSC.2319 | STONE WASTEWATER TREATMENT WORKS | COPA/2319 | Stone STW | Storm discharge at STW | SP7813010620 | SCOTSGROVE BROOK | GB106039030270 | Scotsgrove Brook (upstream Kingsey Cuttle Brook) | Inland | No | Yes | No | 0 | No | 0 | No | 0 | No | 0 | No | 0 | No | 0 | No | N/A | 0 | No | No | No | N/A | N/A | N/A | No | Not asset maintenance - Hydraulic capacity | Surface Water | Y | Y | Y | N | N | N | N | Y | N | Surface Water Separation | Yes | Yes | Yes | No | Yes | Yes | 10 | 0 | Yes | No | No | N | AMP 08 | 0 | AMP 08 | AMP 08 | 0 | AMP 08 | Y | Y | 0 | N | N | 0 | 0 | 145 | 2414.5 | 99.89 | N/A | N/A | N/A | 127 | 2683.02 | 97.97 | 123 | 2452.6 | 99.95 | [12 empty] | Y | 2025 | 0
ThW0192 | Thames Water | CNTD.0017 | SWINDON WWTW | D.17 | Swindon STW | Storm discharge at STW | SU1275086010 | RIVER RAY | GB106039023320 | Ray (Wiltshire) source to Lydiard Brook | Inland | No | No | No | 0 | No | 0 | No | 0 | No | 0 | No | 0 | Yes | River Ray (Wiltshire) | No | N/A | 0 | No | No | No | N/A | N/A | N/A | No | N/A - Ongoing investigation | Surface Water | Y | Y | N | N | N | Y | N | Y | N | Surface Water Separation | Yes | Yes | Yes | No | Yes | Yes | 10 | 0 | Yes | No | No | N | AMP 10 | 0 | AMP 10 | AMP 10 | 0 | AMP 10 | Y | 0 | 0 | 0 | 0 | 0 | 0 | 62 | 770.25 | 89.49 | N/A | N/A | N/A | 22 | 231.66 | 100 | 50 | 579.2 | 88.14 | [12 empty] | Y |  | 0
ThW0193 | Thames Water | TEMP.2451 | Broome (Attenuation Tank) | TEMP.2451 | Broome (attenuation tank) | Storm discharge at CSO | SU1590082400 | Ray/Ditch | GB106039023320 | Ray (Wiltshire) source to Lydiard Brook | Inland | No | No | No | 0 | No | 0 | No | 0 | No | 0 | No | 0 | No | 0 | No | N/A | 0 | No | No | No | N/A | N/A | N/A | No | 0 | Surface Water | N | Y | N | N | N | N | N | Y | N | Sewer Capacity Increase | Yes | No | No | No | No | Yes | 10 | 0 | No | No | No | Pending investigation | AMP 11 | 0 | AMP 11 | AMP 11 | Improvements at this site are profiled in line with HMG targets timescales to balance deliverability and affordability considerations, and we will be reviewing the profiling as new information will become available. | AMP 11 |  | 0 | 0 | 0 | 0 | 0 | 0 | 9 | 53.75 | 99.39 | 1 | 3.6 | 100 | 3 | 13.11 | 96.93 | 6 | 46.14 | 99.84 | [12 empty] | Y |  | 0
ThW0194 | Thames Water | TEMP.2948 | Takeley | TEMP.2948 | Takeley STW | Storm discharge at STW | TL5497021090 | Pincey Brook | GB106038033380 | Pincey Brook | Inland | No | Yes | No | 0 | No | 0 | No | 0 | No | 0 | No | 0 | No | 0 | No | N/A | 0 | No | No | No | N/A | N/A | N/A | No | Not asset maintenance - Hydraulic capacity | Surface Water | Y | Y | N | N | N | Y | N | Y | N | Surface Water Separation | Yes | Yes | Yes | No | Yes | Yes | 10 | 0 | Yes | No | No | N | AMP 08 | 0 | AMP 08 | AMP 08 | 0 | AMP 08 | Y | 0 | 0 | N | N | 0 | 0 | 81 | 1207.75 | 99.99 | N/A | N/A | N/A | 90 | 1281.03 | 98.19 | 74 | 1061.68 | 98.51 | [12 empty] | Y |  | 0
ThW0195 | Thames Water | TEMP.2949 | TETSWORTH WWTW | TEMP.2949 | Tetsworth STW | Storm discharge at STW | SP6847002470 | Latchford Brook | GB106039023830 | Latchford Brook at Tetsworth | Inland | No | No | No | 0 | No | 0 | No | 0 | No | 0 | No | 0 | No | 0 | No | N/A | 0 | No | No | No | N/A | N/A | N/A | No | 0 | Surface Water | Y | Y | N | N | N | Y | N | N | N | Surface Water Separation | Yes | No | No | No | Yes | No | 10 | 0 | No | No | No | N | AMP 11 | 0 | AMP 11 | AMP 11 | Improvements at this site are profiled in line with HMG targets timescales to balance deliverability and affordability considerations, and we will be reviewing the profiling as new information will become available. | N/A | Y | 0 | 0 | 0 | 0 | 0 | 0 | 36 | 305.25 | 93.97 | N/A | N/A | N/A | 26 | 329.41 | 99.97 | 38 | 339.28 | 98.05 | [12 empty] | Y |  | 0
ThW0196 | Thames Water | CTCR.1158 | THAME WASTEWATER TREATMENT WORKS | 1158 | Thame STW | Storm discharge at STW | SP7115006830 | LASHLAKE STREAM | GB106039030270 | Scotsgrove Brook (upstream Kingsey Cuttle Brook) | Inland | No | No | No | 0 | No | 0 | No | 0 | No | 0 | No | 0 | Yes | Scotsgrove Brook | No | N/A | 0 | No | No | No | N/A | N/A | N/A | No | 0 | Surface Water | Y | N | Y | N | N | N | N | Y | N | Surface Water Separation | Yes | Yes | Yes | No | Yes | Yes | 10 | 0 | Yes | No | No | N | AMP 11 | 0 | AMP 11 | AMP 11 | Improvements at this site are profiled in line with HMG targets timescales to balance deliverability and affordability considerations, and we will be reviewing the profiling as new information will become available. | AMP 11 | Y | 0 | 0 | 0 | 0 | 0 | 0 | 38 | 438.75 | 99.77 | N/A | N/A | N/A | 26 | 320.78 | 98.41 | 35 | 516.24 | 100 | [12 empty] | Y |  | 0
ThW0197 | Thames Water | CATM.3095 | THERFIELD WTW | WR 3095 | Therfield STW | Storm discharge at STW | TL3427034700 | RIVER RIB | GB106038040140 | Rib (upper stretches, above confluence with the Quin) | Inland | Yes-Probable | No | No | 0 | No | 0 | No | 0 | No | 0 | Yes | River Rib | No | 0 | No | N/A | 0 | No | No | No | N/A | N/A | N/A | No | 0 | Surface Water | Y | Y | N | N | N | Y | N | Y | N | Surface Water Separation | Yes | Yes | Yes | No | Yes | Yes | 10 | 0 | Yes | No | No | N | AMP 08 | 0 | AMP 08 | AMP 08 | 0 | AMP 08 | Y | Y | 0 | N | N | 0 | 0 | 32 | 244.75 | 99.68 | N/A | N/A | N/A | 26 | 242.81 | 99.44 | 33 | 273.68 | 99.97 | [12 empty] | Y | 2025 | 0
ThW0198 | Thames Water | TEMP.2954 | Theydon Bois | TEMP.2954 | Theydon Bois STW | Storm discharge at STW | TQ4769097720 | Brookhouse Brook | GB106037028150 | Brookhouse Brook | Inland | No | Yes | No | 0 | No | 0 | No | 0 | No | 0 | No | 0 | Yes | Brookhouse Brook and Lower Roding | No | N/A | 0 | No | No | No | N/A | N/A | N/A | No | Not asset maintenance - Hydraulic capacity | Surface Water | Y | Y | Y | N | N | N | N | N | N | Surface Water Separation | Yes | Yes | Yes | No | Yes | No | 10 | 0 | Yes | No | No | N | AMP 09 | 0 | AMP 09 | AMP 09 | 0 | N/A | Y | 0 | 0 | N | N | 0 | 0 | 115 | 1158.25 | 97.61 | N/A | N/A | N/A | 97 | 689.39 | 98.05 | 109 | 1222.01 | 100 | [12 empty] | Y |  | 0
ThW0199 | Thames Water | CSSC.1445 | THORNWOOD WWTW | COPA/1445 | Thornwood STW | Storm discharge at STW | TL4765005030 | THE CRIPSEY BROOK | GB106037033481 | Cripsey Brook | Inland | Yes-Probable | Yes | No | 0 | No | 0 | No | 0 | No | 0 | No | 0 | No | 0 | No | N/A | 0 | No | No | No | N/A | N/A | N/A | No | Not asset maintenance - Hydraulic capacity | Surface Water | Y | Y | N | N | N | Y | N | N | N | Surface Water Separation | Yes | Yes | Yes | No | Yes | No | 10 | 0 | Yes | No | No | N | AMP 08 | 0 | AMP 08 | AMP 08 | 0 | N/A | Y | 0 | 0 | N | N | 0 | 0 | 68 | 633 | 99.73 | N/A | N/A | N/A | 52 | 511.92 | 99.54 | N/A | N/A | N/A | [12 empty] | Y |  | 0
ThW0200 | Thames Water | TEMP.2961 | Tring (2m - Main Outfall) | TEMP.2961 | Tring STW | Storm discharge at STW | SP9240013200 | Into Guc/reservoir | GB70610182 | Grand Union Canal, Tring summit | Inland | No | No | No | 0 | No | 0 | No | 0 | No | 0 | No | 0 | No | 0 | No | N/A | 0 | No | No | No | N/A | N/A | N/A | No | 0 | Surface Water | N | Y | N | N | N | N | N | Y | N | N | No | No | No | No | No | No | 10 | 0 | No | No | No | Pending investigation | AMP 11 | 0 | AMP 11 | AMP 11 | Improvements at this site are profiled in line with HMG targets timescales to balance deliverability and affordability considerations, and we will be reviewing the profiling as new information will become available. | N/A |  | 0 | 0 | 0 | 0 | 0 | 0 | 1 | 1.75 | 93.06 | N/A | N/A | N/A | 2 | 11.54 | 98.64 | 1 | 7.57 | 99.84 | [12 empty] | Y |  | 0
ThW0201 | Thames Water | TEMP.2979 | Uffington | TEMP.2979 | Uffington STW | Storm discharge at STW | SU3010089601 | Uffington Brook | GB106039023400 | Ock (to Cherbury Brook) | Inland | No | No | No | 0 | No | 0 | No | 0 | No | 0 | No | 0 | No | 0 | No | N/A | 0 | No | No | No | N/A | N/A | N/A | No | Performance - Infiltration | Combination | Y | Y | N | N | N | Y | N | N | N | Surface Water Separation | Yes | No | No | No | Yes | No | 10 | 0 | No | No | No | N | AMP 11 | 0 | AMP 11 | AMP 11 | Improvements at this site are profiled in line with HMG targets timescales to balance deliverability and affordability considerations, and we will be reviewing the profiling as new information will become available. | N/A | Y | 0 | 0 | 0 | 0 | 0 | 0 | 86 | 1253.75 | 99.99 | N/A | N/A | N/A | 46 | 426.43 | 98.13 | 68 | 671.97 | 100 | [12 empty] | Y |  | 0
ThW0202 | Thames Water | TEMP.2658 | HEYFORD WASTEWATER TREATMENT WORKS | TEMP.2658 | Upper Heyford STW | Storm discharge at STW | SP4928025430 | Cherwell | GB106039037431 | Cherwell (Nell Bridge to Bletchingdon) | Inland | No | No | No | 0 | No | 0 | No | 0 | No | 0 | No | 0 | Yes | River Cherwell | No | N/A | 0 | No | No | No | N/A | N/A | N/A | No | 0 | Surface Water | Y | Y | Y | N | N | N | N | N | N | Surface Water Separation | Yes | Yes | Yes | No | Yes | No | 10 | 0 | Yes | No | No | N | AMP 11 | 0 | AMP 11 | AMP 11 | Improvements at this site are profiled in line with HMG targets timescales to balance deliverability and affordability considerations, and we will be reviewing the profiling as new information will become available. | N/A |  | Y | 0 | 0 | 0 | 0 | 0 | 44 | 271.5 | 96.6 | 11 | 57.24 | 95 | 27 | 267.35 | 94.79 | 35 | 283.9 | 95.88 | [12 empty] | Y | 2025 | 0
ThW0203 | Thames Water | CNTD.0052 | WADDESDON WWTW | D52 | Waddesdon STW | Storm discharge at STW | SP7488017950 | FLEET MARSTON BROOK | GB106039030420 | Fleet Marston Brook, Denham Brook, Pitchcott Brook west | Inland | No | Yes | No | 0 | No | 0 | No | 0 | No | 0 | No | 0 | No | 0 | No | N/A | 0 | No | No | No | N/A | N/A | N/A | No | Not asset maintenance - Hydraulic capacity | Surface Water | Y | N | N | N | N | Y | N | Y | N | Surface Water Separation | Yes | Yes | Yes | No | Yes | Yes | 10 | 0 | Yes | No | No | N | AMP 08 | 0 | AMP 08 | AMP 08 | 0 | AMP 08 | Y | 0 | 0 | 0 | 0 | 0 | 0 | 75 | 1140.25 | 99.75 | N/A | N/A | N/A | 109 | 1760.59 | 98.02 | 112 | 1704.92 | 99.99 | [12 empty] | Y |  | 0
ThW0204 | Thames Water | CSSC.2327 | WANBOROUGH WWTW | COPA/2327 | Wanborough STW | Storm discharge at STW | SU2016084500 | DANES BROOK | GB106039022860 | Liden Brook, Swindon | Inland | No | No | No | 0 | No | 0 | No | 0 | No | 0 | No | 0 | No | 0 | No | N/A | 0 | No | No | No | N/A | N/A | N/A | No | Not asset maintenance - Hydraulic capacity | Surface Water | Y | Y | Y | N | N | N | N | Y | N | Surface Water Separation | Yes | No | No | No | Yes | Yes | 10 | 0 | No | No | No | N | AMP 12 | 0 | AMP 12 | AMP 12 | Improvements at this site are profiled in line with HMG targets timescales to balance deliverability and affordability considerations, and we will be reviewing the profiling as new information will become available. | AMP 12 | Y | 0 | 0 | 0 | 0 | 0 | 0 | 102 | 1936.5 | 98.2 | N/A | N/A | N/A | 48 | 732.48 | 97.55 | N/A | N/A | N/A | [12 empty] | Y |  | 0
ThW0205 | Thames Water | TEMP.2989 | Wantage (storm) | TEMP.2989 | Wantage STW | Storm discharge at STW | SU4070091701 | Letcombe Brook | GB106039023350 | Letcombe Brook | Inland | No | No | No | 0 | No | 0 | No | 0 | No | 0 | Yes | Letcombe Brook | Yes | Letcombe Brook | No | N/A | 0 | No | No | No | N/A | N/A | N/A | No | N/A - Ongoing investigation | Surface Water | Y | N | Y | N | N | N | N | N | N | Surface Water Separation | Yes | Yes | Yes | No | Yes | No | 10 | 0 | Yes | No | No | N | AMP 11 | 0 | AMP 11 | AMP 11 | Improvements at this site are profiled in line with HMG targets timescales to balance deliverability and affordability considerations, and we will be reviewing the profiling as new information will become available. | N/A |  | 0 | 0 | 0 | 0 | 0 | 0 | 78 | 533 | 100 | N/A | N/A | N/A | 26 | 155.2 | 98.18 | 37 | 386.95 | 100 | [12 empty] | Y |  | 0
ThW0206 | Thames Water | CSSC.1451 | WARMINGTON WWTW | COPA/1451 | Warmington STW | Storm discharge at STW | SP4150047980 | HANWELL BROOK | GB106039037340 | Hanwell Brook | Inland | No | No | No | 0 | No | 0 | No | 0 | No | 0 | No | 0 | No | 0 | No | N/A | 0 | No | No | No | N/A | N/A | N/A | No | 0 | Surface Water | Y | Y | N | N | N | Y | N | N | N | Surface Water Separation | Yes | No | No | No | Yes | No | 10 | 0 | No | No | No | N | AMP 12 | 0 | AMP 12 | AMP 12 | Improvements at this site are profiled in line with HMG targets timescales to balance deliverability and affordability considerations, and we will be reviewing the profiling as new information will become available. | N/A | Y | 0 | 0 | 0 | 0 | 0 | 0 | 35 | 191.25 | 97.17 | N/A | N/A | N/A | N/A | N/A | N/A | 17 | 54.47 | 100 | [12 empty] | Y |  | 0
ThW0207 | Thames Water | TEMP.2994 | WASHWATER WWTW | TEMP.2994 | Wash Water STW | Storm discharge at STW | SU4540062700 | Pound Street Brook | GB106039017310 | Enborne (downstream A34 to Burghclere Brook) | Inland | No | No | No | 0 | No | 0 | No | 0 | No | 0 | No | 0 | No | 0 | No | N/A | 0 | No | No | No | N/A | N/A | N/A | No | Performance - Asset configuration (e.g. PS/rising main/storm tanks) | Combination | Y | N | Y | N | N | N | N | Y | N | Surface Water Separation | Yes | Yes | Yes | No | Yes | Yes | 10 | 0 | Unknown | No | No | N | AMP 11 | 0 | AMP 11 | AMP 11 | Improvements at this site are profiled in line with HMG targets timescales to balance deliverability and affordability considerations, and we will be reviewing the profiling as new information will become available. | AMP 11 | Y | 0 | 0 | 0 | 0 | 0 | 0 | 111 | 1731.25 | 99.93 | N/A | N/A | N/A | 61 | 697.48 | 91.25 | 90 | 1302.59 | 100 | [12 empty] | Y |  | 0
ThW0208 | Thames Water | TEMP.2997 | Watlington | TEMP.2997 | Watlington STW | Storm discharge at STW | SU6740095401 | Pyrton Stream | GB106039023740 | Chalgrove Brook | Inland | No | No | No | 0 | No | 0 | No | 0 | No | 0 | Yes | 0 | No | 0 | No | N/A | 0 | No | No | No | N/A | N/A | N/A | No | 0 | Combination | Y | N | Y | N | N | N | N | N | N | Surface Water Separation | Yes | Yes | Yes | No | Yes | No | 10 | 0 | Yes | No | No | N | AMP 11 | 0 | AMP 11 | AMP 11 | Improvements at this site are profiled in line with HMG targets timescales to balance deliverability and affordability considerations, and we will be reviewing the profiling as new information will become available. | N/A |  | Y | 0 | 0 | 0 | 0 | 0 | 8 | 17.25 | 99.87 | N/A | N/A | N/A | 24 | 70.34 | 98.33 | 3 | 15.64 | 100 | [12 empty] | Y | 2025 | 0
ThW0209 | Thames Water | CLCR.0097 | WESTON (HERTS) WWTW | R.0097 | Weston STW | Storm discharge at STW | TL2755029610 | WESTON TRIBUTARY | GB106038040110 | Beane (Source to Stevenage Brook) | Inland | No | Yes | No | 0 | No | 0 | No | 0 | No | 0 | No | 0 | No | 0 | No | N/A | 0 | No | No | No | N/A | N/A | N/A | No | Not asset maintenance - Hydraulic capacity | Surface Water | Y | Y | N | N | N | Y | N | Y | N | Surface Water Separation | Yes | Yes | Yes | No | Yes | Yes | 10 | 0 | Yes | No | No | N | AMP 08 | 0 | AMP 08 | AMP 08 | 0 | AMP 08 |  | 0 | 0 | 0 | 0 | 0 | 0 | 73 | 959.25 | 99.79 | N/A | N/A | N/A | 53 | 735.9 | 98.36 | N/A | N/A | N/A | [12 empty] | Y |  | 0
ThW0210 | Thames Water | CTCR.0944 | WEYBRIDGE | 944 | Weybridge STW | Storm discharge at STW | TQ0677063140 | RIVER WEY | GB106039017630 | Wey (Shalford to River Thames confluence at Weybridge) | Inland | No | Yes | No | 0 | No | 0 | No | 0 | No | 0 | No | 0 | No | 0 | No | N/A | 0 | No | No | No | N/A | N/A | N/A | No | Not asset maintenance - Hydraulic capacity | Surface Water | Y | Y | Y | N | N | N | N | Y | N | Surface Water Separation | Yes | Yes | Yes | No | Yes | Yes | 10 | 0 | Yes | No | No | N | AMP 11 | 0 | AMP 11 | AMP 11 | Improvements at this site are profiled in line with HMG targets timescales to balance deliverability and affordability considerations, and we will be reviewing the profiling as new information will become available. | AMP 11 |  | 0 | 0 | 0 | 0 | 0 | 0 | 81 | 1120.25 | 99.65 | N/A | N/A | N/A | 32 | 304.55 | 97.62 | 51 | 524.43 | 98.57 | [12 empty] | Y |  | 0
ThW0211 | Thames Water | CSSC.2332 | WHEATLEY STW, WHEATLEY, OXON | COPA/2332 | Wheatley STW | Storm discharge at STW | SP6073005150 | WHEATLEY DITCH | GB106039030240 | Thame (Scotsgrove Brook to Thames) | Inland | No | Yes | No | 0 | No | 0 | No | 0 | No | 0 | No | 0 | Yes | River Thame | No | N/A | 0 | No | No | No | N/A | N/A | N/A | No | Not asset maintenance - Hydraulic capacity | Surface Water | Y | N | N | N | N | Y | N | Y | N | Surface Water Separation | Yes | Yes | Yes | No | Yes | Yes | 10 | 0 | Yes | No | No | N | AMP 08 | 0 | AMP 08 | AMP 08 | 0 | AMP 08 |  | 0 | 0 | N | N | 0 | 0 | 124 | 2077 | 99.82 | N/A | N/A | N/A | 76 | 1199.54 | 99.56 | 145 | 2678.75 | 100 | [12 empty] | Y |  | 0
ThW0212 | Thames Water | CSSC.1455 | White Roding | COPA/1455 | White Roding STW | Storm discharge at STW | TL5693013680 | WHITE RODING TRIBUTARY | GB106037033500 | Upper Roding (to Cripsey Brook) | Inland | No | No | No | 0 | No | 0 | No | 0 | No | 0 | No | 0 | No | 0 | No | N/A | 0 | No | No | No | N/A | N/A | N/A | No | N/A - Ongoing investigation | Surface Water | Y | Y | N | N | N | Y | N | N | N | Surface Water Separation | Yes | No | No | No | Yes | No | 10 | 0 | No | No | No | N | AMP 11 | 0 | AMP 11 | AMP 11 | Improvements at this site are profiled in line with HMG targets timescales to balance deliverability and affordability considerations, and we will be reviewing the profiling as new information will become available. | N/A | Y | Y | 0 | 0 | 0 | 0 | 0 | 93 | 398.75 | 99.43 | N/A | N/A | N/A | N/A | N/A | 0 | N/A | N/A | N/A | [12 empty] | Y | 2025 | 0
ThW0213 | Thames Water | TEMP.3007 | White Waltham | TEMP.3007 | White Waltham STW | Storm discharge at STW | SU8650077701 | Heywood Stream | GB106039023510 | Cut (Binfield to River Thames confluence) and Maidenhead Ditch | Inland | Yes-Probable | No | No | 0 | No | 0 | No | 0 | No | 0 | No | 0 | No | 0 | No | N/A | 0 | No | No | No | N/A | N/A | N/A | No | 0 | Surface Water | N | Y | N | N | N | N | N | N | N | N | Yes | Yes | Yes | No | No | No | 10 | 0 | Yes | No | No | Pending investigation | AMP 09 | 0 | AMP 09 | AMP 09 | 0 | N/A |  | 0 | 0 | 0 | 0 | 0 | 0 | 0 | 0 | 100 | N/A | N/A | N/A | 3 | 5.37 | 97.33 | 4 | 5.1 | 99.98 | [12 empty] | Y |  | 0
ThW0214 | Thames Water | TEMP.3008 | WHITWELL WWTW | TEMP.3008 | Whitwell STW | Storm discharge at STW | TL1916020740 | RIVER MIMRAM | GB106038033460 | Mimram (Whitwell to Codicote Bottom) | Inland | No | No | No | 0 | No | 0 | No | 0 | No | 0 | Yes | River Mimram | No | 0 | No | N/A | 0 | No | No | No | N/A | N/A | N/A | No | 0 | Surface Water | Y | Y | N | N | N | Y | N | Y | N | Surface Water Separation | Yes | Yes | Yes | No | Yes | Yes | 10 | 0 | Yes | No | No | N | AMP 08 | 0 | AMP 08 | AMP 08 | 0 | AMP 08 | Y | 0 | 0 | N | N | 0 | 0 | 2 | 12.25 | 99.79 | N/A | N/A | N/A | 83 | 1517.48 | 98.15 | 14 | 130.54 | 100 | [12 empty] | Y |  | 0
ThW0215 | Thames Water | CLCR.0090 | WIDFORD AND WARESIDE WWTW | internal TW 90 | Widford STW | Storm discharge at STW | TL4167016290 | THE RIVER ASH | GB106038033290 | Ash (from confluence with Bury Green Brook to Lee) | Inland | No | No | No | 0 | No | 0 | No | 0 | No | 0 | Yes | River Ash | No | 0 | No | N/A | 0 | No | No | No | N/A | N/A | N/A | No | 0 | Surface Water | N | Y | N | N | N | N | N | Y | N | N | Yes | Yes | Yes | No | Yes | Yes | 10 | 0 | Yes | No | No | N | AMP 08 | 0 | AMP 08 | AMP 08 | 0 | AMP 08 |  | 0 | 0 | N | N | 0 | 0 | 16 | 175.75 | 100 | N/A | N/A | N/A | 12 | 67.39 | 99.66 | 24 | 129.84 | 100 | [12 empty] | Y |  | 0
ThW0216 | Thames Water | CSSC.1456 | WILLINGALE WWTW | COPA/1456 | Willingale STW | Storm discharge at STW | TL5895007070 | TRIB OF RIVER RODING | GB106037033500 | Upper Roding (to Cripsey Brook) | Inland | No | Yes | No | 0 | No | 0 | No | 0 | No | 0 | No | 0 | No | 0 | No | N/A | 0 | No | No | No | N/A | N/A | N/A | No | Performance - Asset configuration (e.g. PS/rising main/storm tanks) | Surface Water | Y | N | Y | N | N | N | N | Y | N | Surface Water Separation | Yes | Yes | Yes | No | Yes | Yes | 10 | 0 | Yes | No | No | N | AMP 08 | 0 | AMP 08 | AMP 08 | 0 | AMP 08 |  | 0 | Y | 0 | 0 | 0 | 0 | 133 | 2213.53 | 100 | N/A | N/A | N/A | 62 | 1144.58 | 97.91 | 110 | 1843.01 | 100 | [12 empty] | Y |  | 0
ThW0217 | Thames Water | CSSC.2320 | WINGRAVE WASTEWATER TREATMENT WORKS | COPA/2320 | Wingrave STW | Storm discharge at STW | SP8649018720 | TRIBUTARY OF ROWSHAM BROOK | GB106039030410 | Thame upstream of Aylesbury | Inland | No | Yes | No | 0 | No | 0 | No | 0 | No | 0 | No | 0 | No | 0 | No | N/A | 0 | No | No | No | N/A | N/A | N/A | No | Not asset maintenance - Hydraulic capacity | Surface Water | Y | Y | N | N | N | Y | N | Y | N | Surface Water Separation | Yes | Yes | Yes | No | Yes | Yes | 10 | 0 | Yes | No | No | N | AMP 08 | 0 | AMP 08 | AMP 08 | 0 | AMP 08 | Y | 0 | 0 | 0 | 0 | 0 | 0 | 141 | 2014.4 | 98.01 | N/A | N/A | N/A | 72 | 1237.59 | 97.51 | 109 | 1649.74 | 99.5 | [12 empty] | Y |  | 0
ThW0218 | Thames Water | CATM.3134 | WITNEY SEWAGE TREATMENT WORKS | WR 3134 | Witney STW | Storm discharge at STW | SP3464008410 | THE CURBRIDGE DITCH | GB106039030440 | Windrush and tributaries (Little Rissington to Thames) | Inland | No | No | No | 0 | No | 0 | No | 0 | No | 0 | No | 0 | No | 0 | No | N/A | 0 | No | No | No | N/A | N/A | N/A | No | Performance - Infiltration | Combination | Y | N | Y | N | N | N | N | Y | N | Surface Water Separation | Yes | Yes | Yes | No | Yes | Yes | 10 | 0 | Unknown | No | No | N | AMP 11 | 0 | AMP 11 | AMP 11 | Improvements at this site are profiled in line with HMG targets timescales to balance deliverability and affordability considerations, and we will be reviewing the profiling as new information will become available. | AMP 11 |  | Y | 0 | 0 | 0 | 0 | 0 | 119 | 2206.5 | 99.58 | N/A | N/A | N/A | 54 | 934.91 | 97.74 | 97 | 1563.23 | 99.26 | [12 empty] | Y | 2025 | 0
ThW0219 | Thames Water | CASM.0308 | WOKING WASTEWATER TREATMENT WORKS | S/WR308 | Woking STW | Storm discharge at STW | TQ0327057520 | RIVER WEY | GB106039017900 | Hoe Stream (Pirbright to River Wey confluence at Woking) | Inland | No | No | No | 0 | No | 0 | No | 0 | No | 0 | No | 0 | No | 0 | No | N/A | 0 | No | No | No | N/A | N/A | N/A | No | 0 | Surface Water | Y | N | Y | N | N | N | N | Y | N | Surface Water Separation | Yes | No | No | No | Yes | Yes | 10 | 0 | No | No | No | N | AMP 12 | 0 | AMP 12 | AMP 12 | Improvements at this site are profiled in line with HMG targets timescales to balance deliverability and affordability considerations, and we will be reviewing the profiling as new information will become available. | AMP 12 | Y | Y | 0 | 0 | 0 | 0 | 0 | 23 | 183.5 | 98.3 | N/A | N/A | N/A | 17 | 162.08 | 100 | 23 | 234.22 | 100 | [12 empty] | Y | 2025 | 0
ThW0220 | Thames Water | CSSC.2321 | WOODSTOCK STW, OXON | COPA/2321 | Woodstock STW | Storm discharge at STW | SP4496017800 | RIVER GLYME | GB106039029940 | Glyme (Dorn confluence to Evenlode) | Inland | No | Yes | No | 0 | No | 0 | No | 0 | No | 0 | No | 0 | No | 0 | No | N/A | 0 | No | No | No | N/A | N/A | N/A | No | Not asset maintenance - Hydraulic capacity | Surface Water | Y | Y | Y | N | N | N | N | Y | N | Surface Water Separation | Yes | Yes | Yes | No | Yes | Yes | 10 | 0 | Yes | No | No | N | AMP 11 | 0 | AMP 11 | AMP 11 | Improvements at this site are profiled in line with HMG targets timescales to balance deliverability and affordability considerations, and we will be reviewing the profiling as new information will become available. | AMP 11 | Y | 0 | 0 | 0 | 0 | 0 | 0 | 59 | 1013.75 | 94.38 | N/A | N/A | N/A | 52 | 916.47 | 95.07 | 0 | 0 | 99.68 | [12 empty] | Y |  | 0
ThW0221 | Thames Water | CTCR.1975 | WORMINGHALL STW | 1975 | Worminghall STW | Storm discharge at STW | SP6500009100 | WORMINGHALLBROOK | GB106039030340 | Worminghall Brook and tributaries | Inland | No | No | No | 0 | No | 0 | No | 0 | No | 0 | No | 0 | No | 0 | No | N/A | 0 | No | No | No | N/A | N/A | N/A | No | 0 | Surface Water | Y | N | Y | N | N | N | N | Y | N | Surface Water Separation | Yes | Yes | Yes | No | Yes | Yes | 10 | 0 | Unknown | No | No | N | AMP 11 | 0 | AMP 11 | AMP 11 | Improvements at this site are profiled in line with HMG targets timescales to balance deliverability and affordability considerations, and we will be reviewing the profiling as new information will become available. | AMP 11 | Y | 0 | 0 | 0 | 0 | 0 | 0 | 52 | 509 | 97.77 | N/A | N/A | N/A | 42 | 479.53 | 99.59 | 59 | 814.56 | 99.97 | [12 empty] | Y |  | 0
ThW0222 | Thames Water | CANM.0716 | THE BROADWAY | N/WR0716 | The broadway (ray park 2) | Storm discharge at CSO | TQ4153091020 | TO THE RIVER RODING | GB106037028181 | Lower Roding (Loughton to Thames) | Inland | Yes-Probable | No | No | 0 | No | 0 | No | 0 | No | 0 | No | 0 | No | 0 | No | N/A | 0 | No | No | No | N/A | N/A | N/A | No | 0 | Surface Water | N | Y | N | N | N | N | N | Y | N | Sewer Capacity Increase | Yes | Yes | Yes | No | No | Yes | 10 | 0 | Yes | No | No | Pending investigation | AMP 09 | 0 | AMP 09 | AMP 09 | 0 | AMP 09 |  | 0 | 0 | 0 | 0 | 0 | 0 | 0 | 0 | 100 | N/A | N/A | N/A | 4 | 5.38 | 94.65 | 0 | 0 | 100 | [12 empty] | Y |  | 0
ThW0223 | Thames Water | TEMP.2583 | Temple Place, Essex Street | TEMP.2583 | Temple place essex street | Storm discharge at CSO | TQ3112080790 | Tidal Thames | GB530603911402 | THAMES MIDDLE | Transitional | No | No | No | 0 | No | 0 | No | 0 | No | 0 | No | 0 | No | 0 | No | N/A | 0 | No | No | No | N/A | N/A | N/A | No | 0 | Surface Water | N | Y | N | N | N | N | N | Y | N | Sewer Capacity Increase | Yes | No | No | No | No | Yes | 10 | 0 | No | No | No | Pending investigation | AMP 12 | 0 | AMP 12 | AMP 12 | Improvements at this site are profiled in line with HMG targets timescales to balance deliverability and affordability considerations, and we will be reviewing the profiling as new information will become available. | AMP 12 |  | 0 | 0 | 0 | 0 | 0 | 0 | 13 | 24.73 | 100 | N/A | N/A | N/A | 0 | 0 | 100 | 4 | 13.93 | 100 | [12 empty] | Y |  | 0
ThW0224 | Thames Water | TEMP.2946 | Sunnyside Road | TEMP.2946 | Sunnyside road | Storm discharge at CSO | TQ4464085830 | LOXFORD WATER | GB106037028170 | Seven Kings Water | Inland | No | No | No | 0 | No | 0 | No | 0 | No | 0 | No | 0 | No | 0 | No | N/A | 0 | No | No | No | N/A | N/A | N/A | No | 0 | Surface Water | N | Y | N | N | N | N | N | Y | N | Sewer Capacity Increase | Yes | No | No | No | No | Yes | 10 | 0 | No | No | No | Pending investigation | AMP 12 | 0 | AMP 12 | AMP 12 | Improvements at this site are profiled in line with HMG targets timescales to balance deliverability and affordability considerations, and we will be reviewing the profiling as new information will become available. | AMP 12 |  | 0 | 0 | 0 | 0 | 0 | 0 | 0 | 0 | 98.79 | N/A | N/A | N/A | 1 | 1.18 | 97.84 | 1 | 0.15 | 74.11 | [12 empty] | Y |  | 0
ThW0225 | Thames Water | CLCR.0032 | STORM OVERFLOW, BEECH HALL CRESCENT | CLCR.0032 | Beech hall crescent, walthamstow | Storm discharge at CSO | TQ3861091400 | CHING BROOK | GB106038027930 | Ching Brook | Inland | Yes-Probable | Yes | No | 0 | No | 0 | No | 0 | No | 0 | No | 0 | No | 0 | No | N/A | 0 | No | No | No | N/A | N/A | N/A | No | Not asset maintenance - Hydraulic capacity | Surface Water | N | Y | N | N | N | N | N | Y | N | Sewer Capacity Increase | Yes | Yes | Yes | No | Yes | Yes | 10 | 0 | Yes | No | No | N | AMP 08 | 0 | AMP 08 | AMP 08 | 0 | AMP 08 |  | 0 | 0 | N | N | 0 | 0 | 67 | 187.75 | 99.79 | N/A | N/A | N/A | 116 | 1028.2 | 95.84 | 48 | 179.81 | 98.17 | [12 empty] | Y |  | 0
ThW0226 | Thames Water | CSAB.0534 | STAMFORD BROOK, HAMMERSMITH, LONDON | 10534 | Stamford brook | Storm discharge at CSO | TQ2270078310 | R.THAMES ( TIDAL ) | GB530603911403 | THAMES UPPER | Transitional | No | No | No | 0 | No | 0 | No | 0 | No | 0 | No | 0 | No | 0 | No | N/A | 0 | No | No | No | N/A | N/A | N/A | No | 0 | Surface Water | N | Y | N | N | N | N | N | Y | N | Sewer Capacity Increase | Yes | No | No | No | Yes | Yes | 10 | 0 | No | No | No | Pending investigation | AMP 12 | 0 | AMP 12 | AMP 12 | Improvements at this site are profiled in line with HMG targets timescales to balance deliverability and affordability considerations, and we will be reviewing the profiling as new information will become available. | AMP 12 |  | 0 | 0 | 0 | 0 | 0 | 0 | 5 | 4.03 | 99.82 | N/A | N/A | N/A | 16 | 21.18 | 98.28 | 6 | 4.2 | 93.83 | [12 empty] | Y |  | 0
ThW0227 | Thames Water | TEMP.2937 | St Andrews Road, Black Horse Lane | TEMP.2937 | St andrews road, black horse lane | Storm discharge at CSO | TQ3587090050 | Dagenham Brook | GB106038077852 | Lee (Tottenham Locks to Bow Locks/Three Mills Locks) | Inland | Yes-Confirmed | No | No | 0 | No | 0 | No | 0 | No | 0 | No | 0 | Yes | Lea Navigation & River Lee | No | N/A | 0 | No | No | No | N/A | N/A | N/A | No | 0 | Surface Water | N | Y | N | N | N | N | N | Y | N | Sewer Capacity Increase | Yes | Yes | Yes | No | No | Yes | 10 | 0 | Yes | No | No | Pending investigation | AMP 09 | 0 | AMP 09 | AMP 09 | 0 | AMP 09 |  | 0 | 0 | 0 | 0 | 0 | 0 | 10 | 6.75 | 99.57 | N/A | N/A | N/A | 10 | 15.45 | 100 | 8 | 5.8 | 96.92 | [12 empty] | Y |  | 0
ThW0228 | Thames Water | CANM.0918 | SOUTH PARK, | CANM.0918 | South park, ilford | Storm discharge at CSO | TQ4515086450 | LOXFORD WATER | GB106037028170 | Seven Kings Water | Inland | No | Yes | No | 0 | No | 0 | No | 0 | No | 0 | No | 0 | Yes | Brookhouse Brook and Lower Roding | No | N/A | 0 | No | No | No | N/A | N/A | N/A | No | Not asset maintenance - Hydraulic capacity | Surface Water | N | Y | N | N | N | N | N | Y | N | Sewer Capacity Increase | Yes | Yes | Yes | No | Yes | Yes | 10 | 0 | Yes | No | No | N | AMP 08 | 0 | AMP 08 | AMP 08 | 0 | AMP 08 |  | 0 | 0 | N | N | 0 | 0 | 55 | 171.25 | 99.6 | N/A | N/A | N/A | 65 | 296.61 | 98.19 | 69 | 284.07 | 92.43 | [12 empty] | Y |  | 0
ThW0229 | Thames Water | CANM.0717 | RAY LODGE ROAD | N/WR0717 | Ray lodge road (ray park 1) | Storm discharge at CSO | TQ4186091810 | TO RIVER RODING | GB106037028181 | Lower Roding (Loughton to Thames) | Inland | Yes-Probable | No | No | 0 | No | 0 | No | 0 | No | 0 | No | 0 | Yes | Brookhouse Brook and Lower Roding | No | N/A | 0 | No | No | No | N/A | N/A | N/A | No | Not asset maintenance - Hydraulic capacity | Surface Water | N | Y | N | N | N | N | N | Y | N | Sewer Capacity Increase | Yes | Yes | Yes | No | Yes | Yes | 10 | 0 | Yes | No | No | N | AMP 08 | 0 | AMP 08 | AMP 08 | 0 | AMP 08 |  | 0 | 0 | N | N | 0 | 0 | 71 | 248.25 | 99.71 | N/A | N/A | N/A | N/A | N/A | N/A | N/A | N/A | N/A | [12 empty] | Y |  | 0
ThW0230 | Thames Water | CSAB.0578 | SMITH STREET, LONDON | 10578 | Smith street | Storm discharge at CSO | TQ2810077790 | R.THAMES ( TIDAL ) | GB530603911402 | THAMES MIDDLE | Transitional | No | No | No | 0 | No | 0 | No | 0 | No | 0 | No | 0 | No | 0 | No | N/A | 0 | No | No | No | N/A | N/A | N/A | No | 0 | Surface Water | N | Y | N | N | N | N | N | Y | N | Sewer Capacity Increase | Yes | No | No | No | Yes | Yes | 10 | 0 | No | No | No | N | AMP 12 | 0 | AMP 12 | AMP 12 | Improvements at this site are profiled in line with HMG targets timescales to balance deliverability and affordability considerations, and we will be reviewing the profiling as new information will become available. | AMP 12 |  | 0 | 0 | 0 | 0 | 0 | 0 | 23 | 19.47 | 90.03 | N/A | N/A | N/A | 19 | 16.54 | 99.99 | 11 | 11.19 | 99.69 | [12 empty] | Y |  | 0
ThW0231 | Thames Water | CSAB.0577 | SLOANE STREET, RANELAGH GDNS, LONDO A | 10577 | Sloane street, raneleigh gardens | Storm discharge at CSO | TQ2829077850 | R.THAMES ( TIDAL ) | GB530603911402 | THAMES MIDDLE | Transitional | No | No | No | 0 | No | 0 | No | 0 | No | 0 | No | 0 | No | 0 | No | N/A | 0 | No | No | No | N/A | N/A | N/A | No | 0 | Surface Water | N | Y | N | N | N | N | N | Y | N | N | No | No | No | No | No | No | 10 | 0 | No | No | No | N | AMP 07 | 0 | AMP 07 | AMP 07 | Improvement planned to be delivered to a faster timeline by capturing benefits of Thames Tideway Tunnel delivery | N/A |  | 0 | 0 | 0 | 0 | 0 | 0 | 1 | 0.13 | 97.61 | N/A | N/A | N/A | 54 | 243.21 | 98.43 | 120 | 419.2 | 97.89 | [12 empty] | Y |  | 0
ThW0232 | Thames Water | CSAB.0532 | SAVOY STREET, LONDON | 10532 | Savoy street | Storm discharge at CSO | TQ3066080630 | R.THAMES ( TIDAL ) | GB530603911402 | THAMES MIDDLE | Transitional | No | No | No | 0 | No | 0 | No | 0 | No | 0 | No | 0 | No | 0 | No | N/A | 0 | No | No | No | N/A | N/A | N/A | No | 0 | Surface Water | N | Y | N | N | N | N | N | Y | N | Sewer Capacity Increase | Yes | No | No | No | Yes | Yes | 10 | 0 | No | No | No | Pending investigation | AMP 12 | 0 | AMP 12 | AMP 12 | Improvements at this site are profiled in line with HMG targets timescales to balance deliverability and affordability considerations, and we will be reviewing the profiling as new information will become available. | AMP 12 |  | 0 | 0 | 0 | 0 | 0 | 0 | 0 | 0 | 0 | N/A | N/A | N/A | 17 | 33.23 | 99.35 | 12 | 18.35 | 58.48 | [12 empty] | Y |  | 0
ThW0233 | Thames Water | TEMP.1814 | Roding Valley | TEMP.1814 | Roding Valley (Ilford) SPS | Storm discharge at SPS | TQ4350086000 | Roding | GB106037028170 | Seven Kings Water | Inland | No | No | No | 0 | No | 0 | No | 0 | No | 0 | No | 0 | No | 0 | No | N/A | 0 | No | No | No | N/A | N/A | N/A | No | 0 | Surface Water | N | Y | N | N | N | N | N | Y | N | N | Yes | No | No | No | Yes | Yes | 10 | 0 | No | No | No | N | AMP 12 | 0 | AMP 12 | AMP 12 | Improvements at this site are profiled in line with HMG targets timescales to balance deliverability and affordability considerations, and we will be reviewing the profiling as new information will become available. | AMP 12 |  | 0 | 0 | 0 | 0 | 0 | 0 | 2 | 0.36 | 100 | N/A | N/A | N/A | 2 | 2.95 | 100 | 120 | 2283.5 | 99.99 | [12 empty] | Y |  | 0
ThW0234 | Thames Water | CSAB.0570 | REGENT STREET, LONDON | 10570 | Regent street | Storm discharge at CSO | TQ3040080210 | R.THAMES ( TIDAL ) | GB530603911402 | THAMES MIDDLE | Transitional | No | No | No | 0 | No | 0 | No | 0 | No | 0 | No | 0 | No | 0 | No | N/A | 0 | No | No | No | N/A | N/A | N/A | No | 0 | Surface Water | N | Y | N | N | N | N | N | Y | N | Sewer Capacity Increase | Yes | No | No | No | Yes | Yes | 10 | 0 | No | No | No | N | AMP 12 | 0 | AMP 12 | AMP 12 | Improvements at this site are profiled in line with HMG targets timescales to balance deliverability and affordability considerations, and we will be reviewing the profiling as new information will become available. | AMP 12 |  | 0 | 0 | 0 | 0 | 0 | 0 | 13 | 28.03 | 99.12 | N/A | N/A | N/A | 16 | 38.9 | 97.47 | 5 | 14.81 | 99.99 | [12 empty] | Y |  | 0
ThW0235 | Thames Water | TEMP.2864 | RATCLIFFE HIGHWAY LIMEKILN CSO | TEMP.2864 | Ratcliffe highway limekiln | Storm discharge at CSO | TQ3601080810 | Tidal Thames | GB530603911402 | THAMES MIDDLE | Transitional | No | No | No | 0 | No | 0 | No | 0 | No | 0 | No | 0 | No | 0 | No | N/A | 0 | No | No | No | N/A | N/A | N/A | No | 0 | Surface Water | N | N | N | N | N | N | N | Y | N | Sewer Capacity Increase | Yes | No | No | No | Yes | Yes | 10 | 0 | No | No | No | N | AMP 10 | 0 | AMP 10 | AMP 10 | 0 | AMP 10 |  | 0 | 0 | 0 | 0 | 0 | 0 | 0 | 0 | 92.26 | N/A | N/A | N/A | 18 | 31.33 | 99.03 | 38 | 17.62 | 98.79 | [12 empty] | Y |  | 0
ThW0236 | Thames Water | CSAB.0576 | QUEEN STREET, LONDON | 10576 | Queen street | Storm discharge at CSO | TQ2757077670 | R.THAMES ( TIDAL ) | GB530603911402 | THAMES MIDDLE | Transitional | No | No | No | 0 | No | 0 | No | 0 | No | 0 | No | 0 | No | 0 | No | N/A | 0 | No | No | No | N/A | N/A | N/A | No | 0 | Surface Water | N | Y | N | N | N | N | N | Y | N | Sewer Capacity Increase | Yes | No | No | No | No | Yes | 10 | 0 | No | No | No | Pending investigation | AMP 12 | 0 | AMP 12 | AMP 12 | Improvements at this site are profiled in line with HMG targets timescales to balance deliverability and affordability considerations, and we will be reviewing the profiling as new information will become available. | AMP 12 |  | 0 | 0 | 0 | 0 | 0 | 0 | 2 | 0.67 | 96.52 | N/A | N/A | N/A | 7 | 4.1 | 99.27 | N/A | N/A | N/A | [12 empty] | Y |  | 0
ThW0237 | Thames Water | CANM.0911 | PROSPECT ROAD CSO, A | CANM.0911 | Prospect road , woodford Monkhams lane | Storm discharge at CSO | TQ4145092450 | WELLS BROOK | GB106037028181 | Lower Roding (Loughton to Thames) | Inland | Yes-Probable | No | No | 0 | No | 0 | No | 0 | No | 0 | No | 0 | No | 0 | No | N/A | 0 | No | No | No | N/A | N/A | N/A | No | 0 | Surface Water | N | Y | N | N | N | N | N | Y | N | Sewer Capacity Increase | Yes | Yes | Yes | No | Yes | Yes | 10 | 0 | Yes | No | No | N | AMP 08 | 0 | AMP 08 | AMP 08 | 0 | AMP 08 |  | 0 | 0 | N | N | 0 | 0 | 16 | 8.5 | 99.01 | N/A | N/A | N/A | 58 | 171.98 | 96.26 | 70 | 217.6 | 100 | [12 empty] | Y |  | 0
ThW0238 | Thames Water | EPRAB3799WV | PRINCES AVENUE CSO | AB3799WV | Princes avenue | Storm discharge at CSO | TQ4192092190 | THE RIVER RODING | GB106037028181 | Lower Roding (Loughton to Thames) | Inland | Yes-Probable | No | No | 0 | No | 0 | No | 0 | No | 0 | No | 0 | Yes | Brookhouse Brook and Lower Roding | No | N/A | 0 | No | No | No | N/A | N/A | N/A | No | 0 | Surface Water | N | Y | N | N | N | N | N | Y | N | Sewer Capacity Increase | Yes | Yes | Yes | No | Yes | Yes | 10 | 0 | Yes | No | No | Pending investigation | AMP 09 | 0 | AMP 09 | AMP 09 | 0 | AMP 09 |  | 0 | 0 | 0 | 0 | 0 | 0 | 16 | 12 | 85.41 | N/A | N/A | N/A | 1 | 0.5 | 87.12 | N/A | N/A | N/A | [12 empty] | Y |  | 0
ThW0239 | Thames Water | EPRAB3890DU | WORCESTER CRESCENT CSO | AB3890DU | Worcester crescent | Storm discharge at CSO | TQ4192092190 | THE RIVER RODING | GB106037028181 | Lower Roding (Loughton to Thames) | Inland | Yes-Probable | No | No | 0 | No | 0 | No | 0 | No | 0 | No | 0 | Yes | Brookhouse Brook and Lower Roding | No | N/A | 0 | No | No | No | N/A | N/A | N/A | No | Not asset maintenance - Hydraulic capacity | Surface Water | N | Y | N | N | N | N | N | N | N | Sewer Capacity Increase | Yes | Yes | Yes | No | Yes | No | 10 | 0 | Yes | No | No | N | AMP 08 | 0 | AMP 08 | AMP 08 | 0 | N/A |  | 0 | 0 | N | N | 0 | 0 | 43 | 216.25 | 51.42 | N/A | N/A | N/A | 44 | 162.73 | 99.02 | N/A | N/A | N/A | [12 empty] | Y |  | 0
ThW0240 | Thames Water | TEMP.2968 | PAULS PIER COMBINED SEWER OVERFLOW | TEMP.2968 | Pauls pier | Storm discharge at CSO | TQ3200080810 | Tidal Thames | GB530603911402 | THAMES MIDDLE | Transitional | No | No | No | 0 | No | 0 | No | 0 | No | 0 | No | 0 | No | 0 | No | N/A | 0 | No | No | No | N/A | N/A | N/A | No | Not asset maintenance - Hydraulic capacity | Surface Water | N | Y | N | N | N | N | N | Y | N | Sewer Capacity Increase | Yes | No | No | No | Yes | Yes | 10 | 0 | No | No | No | N | AMP 12 | 0 | AMP 12 | AMP 12 | Improvements at this site are profiled in line with HMG targets timescales to balance deliverability and affordability considerations, and we will be reviewing the profiling as new information will become available. | AMP 12 |  | 0 | 0 | 0 | 0 | 0 | 0 | 78 | 108 | 99.81 | N/A | N/A | N/A | 64 | 127.45 | 98.62 | 66 | 109.71 | 100 | [12 empty] | Y |  | 0
ThW0241 | Thames Water | CSAB.0571 | NW. RELIEF SEWER, LOWER MALL, LONDO | 10571 | North west storm relief | Storm discharge at CSO | TQ2303078110 | R.THAMES ( TIDAL ) | GB530603911403 | THAMES UPPER | Transitional | No | No | No | 0 | No | 0 | No | 0 | No | 0 | No | 0 | No | 0 | No | N/A | 0 | No | No | No | N/A | N/A | N/A | No | 0 | Surface Water | N | Y | N | N | N | N | N | Y | N | Sewer Capacity Increase | Yes | No | No | No | No | Yes | 10 | 0 | No | No | No | Pending investigation | AMP 10 | 0 | AMP 10 | AMP 10 | 0 | AMP 10 |  | 0 | 0 | 0 | 0 | 0 | 0 | 2 | 1.4 | 94.18 | N/A | N/A | N/A | 5 | 3.46 | 88.7 | 2 | 0.39 | 99.63 | [12 empty] | Y |  | 0
ThW0242 | Thames Water | CEVR.0138 | NUTTER LANE / PRESTON DRIVE CSO | E138/71 | Nutter lane / preston drive, wanstead | Storm discharge at CSO | TQ4162088710 | RODING | GB106037028181 | Lower Roding (Loughton to Thames) | Inland | Yes-Probable | No | No | 0 | No | 0 | No | 0 | No | 0 | No | 0 | Yes | Nutter lane preston drive, wanstead CSO | No | N/A | 0 | No | No | No | N/A | N/A | N/A | No | 0 | Surface Water | N | Y | N | N | N | N | N | Y | N | Sewer Capacity Increase | Yes | Yes | Yes | No | Yes | Yes | 10 | 0 | Yes | No | No | N | AMP 09 | 0 | AMP 09 | AMP 09 | 0 | AMP 09 |  | 0 | 0 | 0 | 0 | 0 | 0 | 14 | 13 | 99.81 | N/A | N/A | N/A | 19 | 23.76 | 87.4 | 12 | 17.58 | 98.54 | [12 empty] | Y |  | 0
ThW0243 | Thames Water | CSAB.0531 | NORTHUMBERLAND STREET, LONDON | 10531 | Northumberland street | Storm discharge at CSO | TQ3042080270 | R.THAMES ( TIDAL ) | GB530603911402 | THAMES MIDDLE | Transitional | No | No | No | 0 | No | 0 | No | 0 | No | 0 | No | 0 | No | 0 | No | N/A | 0 | No | No | No | N/A | N/A | N/A | No | 0 | Surface Water | N | Y | N | N | N | N | N | Y | N | Sewer Capacity Increase | Yes | No | No | No | Yes | Yes | 10 | 0 | No | No | No | N | AMP 10 | 0 | AMP 10 | AMP 10 | 0 | AMP 10 |  | 0 | 0 | 0 | 0 | 0 | 0 | 19 | 41.03 | 95.67 | N/A | N/A | N/A | 35 | 40.41 | 96.6 | 20 | 24.9 | 99.65 | [12 empty] | Y |  | 0
ThW0244 | Thames Water | CSAB.0540 | NORFOLK STREET, LONDON | 10540 | Norfolk street | Storm discharge at CSO | TQ3097080760 | R.THAMES ( TIDAL ) | GB530603911402 | THAMES MIDDLE | Transitional | No | No | No | 0 | No | 0 | No | 0 | No | 0 | No | 0 | No | 0 | No | N/A | 0 | No | No | No | N/A | N/A | N/A | No | 0 | Surface Water | N | Y | N | N | N | N | N | Y | N | Sewer Capacity Increase | Yes | No | No | No | No | Yes | 10 | 0 | No | No | No | Pending investigation | AMP 10 | 0 | AMP 10 | AMP 10 | 0 | AMP 10 |  | 0 | 0 | 0 | 0 | 0 | 0 | 10 | 14.8 | 99.46 | N/A | N/A | N/A | 0 | 0 | 100 | 3 | 10.19 | 99.85 | [12 empty] | Y |  | 0
ThW0245 | Thames Water | TEMP.2819 | NIGHTINGALE LANE CSO | TEMP.2819 | Nightingale lane | Storm discharge at CSO | TQ3417080200 | RIVER THAMES | GB530603911402 | THAMES MIDDLE | Transitional | No | No | No | 0 | No | 0 | No | 0 | No | 0 | No | 0 | No | 0 | No | N/A | 0 | No | No | No | N/A | N/A | N/A | No | 0 | Surface Water | N | Y | N | N | N | N | N | Y | N | Sewer Capacity Increase | Yes | No | No | No | Yes | Yes | 10 | 0 | No | No | No | N | AMP 10 | 0 | AMP 10 | AMP 10 | 0 | AMP 10 |  | 0 | 0 | 0 | 0 | 0 | 0 | 30 | 26.89 | 69.45 | N/A | N/A | N/A | 17 | 6.21 | 82.27 | 37 | 22.13 | 73.55 | [12 empty] | Y |  | 0
ThW0246 | Thames Water | Surrendered permit | New Storm Tanks,Cascade Road,Buckhu | TEMP.2818 | Cascade road storm tanks, buckhurst | Storm discharge at CSO | N/A | N/A | N/A | N/A | N/A | N/A | N/A | N/A | N/A | N/A | N/A | N/A | N/A | N/A | N/A | N/A | N/A | N/A | N/A | N/A | N/A | N/A | N/A | N/A | N/A | N/A | N/A | N/A | N/A | N/A | N/A | N/A | N/A | N/A | N/A | N/A | N/A | N/A | N/A | N/A | N/A | N/A | N/A | N/A | N/A | N/A | N/A | N/A | N/A | N/A | N/A | N/A | N/A | N/A | N/A | N/A | N/A | N/A | N/A | N/A | N/A | N/A | N/A | N/A | N/A | N/A | N/A | N/A | N/A | N/A | N/A | N/A | N/A | N/A | N/A | N/A | N/A | N/A | N/A | N/A | N/A | N/A | N/A | N/A | N/A | N/A | N/A | N/A | N/A | N/A | N/A | N/A | N/A
ThW0247 | Thames Water | TEMP.2801 | Mulberry Court, Hall Road | TEMP.2801 | Mulberry court, hall road | Storm discharge at CSO | TQ3892085790 | Hennikers Ditch | GB106038077852 | Lee (Tottenham Locks to Bow Locks/Three Mills Locks) | Inland | Yes-Confirmed | Yes | No | 0 | No | 0 | No | 0 | No | 0 | No | 0 | No | 0 | No | N/A | 0 | No | No | No | N/A | N/A | N/A | No | Not asset maintenance - Hydraulic capacity | Surface Water | N | Y | N | N | N | N | N | Y | N | Sewer Capacity Increase | Yes | Yes | Yes | No | Yes | Yes | 10 | 0 | Yes | No | No | N | AMP 08 | 0 | AMP 08 | AMP 08 | 0 | AMP 08 |  | 0 | 0 | N | N | 0 | 0 | 55 | 90.5 | 99.99 | 31 | 47.37 | 89 | 60 | 135.4 | 98.35 | 58 | 118.64 | 100 | [12 empty] | Y |  | 0
ThW0248 | Thames Water | CANM.0907 | MARKFIELD PARK CSO / STONEBRIDGE BK | N/WR0907 | Stonebridge brook | Storm discharge at CSO | TQ3447088700 | RIVER LEE | GB106038077852 | Lee (Tottenham Locks to Bow Locks/Three Mills Locks) | Inland | Yes-Confirmed | No | No | 0 | No | 0 | No | 0 | No | 0 | No | 0 | Yes | Lea Navigation & River Lee | No | N/A | 0 | No | No | No | N/A | N/A | N/A | No | 0 | Surface Water | N | Y | N | N | N | N | N | Y | N | Sewer Capacity Increase | Yes | Yes | Yes | No | No | Yes | 10 | 0 | Yes | No | No | Pending investigation | AMP 09 | 0 | AMP 09 | AMP 09 | 0 | AMP 09 |  | 0 | 0 | 0 | 0 | 0 | 0 | 1 | 0.75 | 97.82 | 3 | 10.29 | 100 | 3 | 7.42 | 98.33 | 0 | 0 | 100 | [12 empty] | Y |  | 0
ThW0249 | Thames Water | CSAB.0559 | LOWER THAMES STREET, BEER LANE, LON | 10559 | Beer lane | Storm discharge at CSO | TQ3330080540 | R.THAMES ( TIDAL ) | GB530603911402 | THAMES MIDDLE | Transitional | No | No | No | 0 | No | 0 | No | 0 | No | 0 | No | 0 | No | 0 | No | N/A | 0 | No | No | No | N/A | N/A | N/A | No | 0 | Surface Water | N | Y | N | N | N | N | N | Y | N | Sewer Capacity Increase | Yes | No | No | No | Yes | Yes | 10 | 0 | No | No | No | N | AMP 10 | 0 | AMP 10 | AMP 10 | 0 | AMP 10 |  | 0 | 0 | 0 | 0 | 0 | 0 | 36 | 26.33 | 100 | 18 | 14.78 | 100 | 38 | 40.48 | 98.48 | 20 | 14.84 | 100 | [12 empty] | Y |  | 0
ThW0250 | Thames Water | CSAB.0535 | LOW LEVEL 1, LOWER MALL, LONDON | 10535 | (Northern) low level no 1 brook green | Storm discharge at CSO | TQ2304078150 | R.THAMES ( TIDAL ) | GB530603911403 | THAMES UPPER | Transitional | No | No | No | 0 | No | 0 | No | 0 | No | 0 | No | 0 | No | 0 | No | N/A | 0 | No | No | No | N/A | N/A | N/A | No | 0 | Surface Water | N | Y | N | N | N | N | N | Y | N | Sewer Capacity Increase | Yes | No | No | No | Yes | Yes | 10 | 0 | No | No | No | Pending investigation | AMP 10 | 0 | AMP 10 | AMP 10 | 0 | AMP 10 |  | 0 | 0 | 0 | 0 | 0 | 0 | 5 | 1.13 | 100 | 11 | 183.51 | 50 | 17 | 256.91 | 86.95 | 1 | 0.33 | 99.54 | [12 empty] | Y |  | 0
ThW0251 | Thames Water | TEMP.2749 | Longstone Ave, Drayton Road | TEMP.2749 | Longstone ave, drayton road | Storm discharge at CSO | TQ2198083830 | Brent | GB106039023590 | Lower Brent | Inland | Yes-Probable | No | No | 0 | No | 0 | No | 0 | No | 0 | No | 0 | No | 0 | No | N/A | 0 | No | No | No | N/A | N/A | N/A | No | 0 | Surface Water | N | Y | N | N | N | N | N | Y | N | Sewer Capacity Increase | Yes | Yes | Yes | No | No | Yes | 10 | 0 | Yes | No | No | Pending investigation | AMP 09 | 0 | AMP 09 | AMP 09 | 0 | AMP 09 |  | 0 | 0 | 0 | 0 | 0 | 0 | 0 | 0 | 98.82 | 0 | 0 | 100 | 0 | 0 | 96.21 | 0 | 0 | 100 | [12 empty] | Y |  | 0
ThW0252 | Thames Water | CANM.0919 | LONGBRIDGE ROAD A | CANM.0919 | Longbridge road | Storm discharge at CSO | TQ4670085800 | MAYES BROOK | GB106037028171 | Mayes Brook | Inland | Yes-Probable | No | No | 0 | No | 0 | No | 0 | No | 0 | No | 0 | No | 0 | No | N/A | 0 | No | No | No | N/A | N/A | N/A | No | Not asset maintenance - Hydraulic capacity | Surface Water | N | Y | N | N | N | N | N | Y | N | Sewer Capacity Increase | Yes | Yes | Yes | No | Yes | Yes | 10 | 0 | Yes | No | No | N | AMP 08 | 0 | AMP 08 | AMP 08 | 0 | AMP 08 |  | 0 | 0 | N | N | 0 | 0 | 27 | 65.5 | 97.22 | 25 | 192.74 | 100 | 79 | 556.44 | 97.37 | 54 | 342.26 | 100 | [12 empty] | Y |  | 0
ThW0253 | Thames Water | TEMP.2743 | LONDON BRIDGE CSO | TEMP.2743 | London bridge | Storm discharge at CSO | TQ3286080600 | Tidal Thames | GB530603911402 | THAMES MIDDLE | Transitional | No | Yes | No | 0 | No | 0 | No | 0 | No | 0 | No | 0 | No | 0 | No | N/A | 0 | No | No | No | N/A | N/A | N/A | No | 0 | Surface Water | N | Y | N | N | N | N | N | Y | N | Sewer Capacity Increase | Yes | Yes | Yes | No | No | Yes | 10 | 0 | Yes | No | No | Pending investigation | AMP 09 | 0 | AMP 09 | AMP 09 | 0 | AMP 09 |  | 0 | 0 | 0 | 0 | 0 | 0 | 7 | 12.06 | 81.25 | 8 | 19.78 | 71 | 3 | 2.02 | 98.43 | N/A | N/A | N/A | [12 empty] | Y |  | 0
ThW0254 | Thames Water | TEMP.2737 | Leopold Road, Church Path | TEMP.2737 | Leopold road, church path | Storm discharge at CSO | TQ2149084180 | Mitchell Brook | GB106039023590 | Lower Brent | Inland | Yes-Probable | No | No | 0 | No | 0 | No | 0 | No | 0 | No | 0 | No | 0 | No | N/A | 0 | No | No | No | N/A | N/A | N/A | No | 0 | Surface Water | N | Y | N | N | N | N | N | Y | N | Sewer Capacity Increase | Yes | Yes | Yes | No | Yes | Yes | 10 | 0 | Yes | No | No | N | AMP 09 | 0 | AMP 09 | AMP 09 | 0 | AMP 09 |  | 0 | 0 | 0 | 0 | 0 | 0 | 46 | 114.25 | 99.88 | 28 | 62.51 | 100 | 38 | 111.45 | 97.38 | 31 | 85.11 | 98.82 | [12 empty] | Y |  | 0
ThW0255 | Thames Water | CSAB.0561 | KINGS SCHOLARS POND SEWER, LONDON | 10561 | Kings scholars pond | Storm discharge at CSO | TQ2987078060 | R.THAMES ( TIDAL ) | GB530603911402 | THAMES MIDDLE | Transitional | No | No | No | 0 | No | 0 | No | 0 | No | 0 | No | 0 | No | 0 | No | N/A | 0 | No | No | No | N/A | N/A | N/A | No | 0 | Surface Water | N | Y | N | N | N | N | N | Y | N | Sewer Capacity Increase | Yes | No | No | No | Yes | Yes | 10 | 0 | No | No | No | N | AMP 11 | 0 | AMP 11 | AMP 11 | Improvements at this site are profiled in line with HMG targets timescales to balance deliverability and affordability considerations, and we will be reviewing the profiling as new information will become available. | AMP 11 |  | 0 | 0 | 0 | 0 | 0 | 0 | 8 | 13.5 | 83.97 | N/A | N/A | 0 | 21 | 33.03 | 92.63 | 105 | 234.71 | 98.98 | [12 empty] | Y |  | 0
ThW0256 | Thames Water | EPRAB3890EX | KINGS AVENUE CSO | AB3890EX | Kings avenue | Storm discharge at CSO | TQ4192092190 | THE RIVER RODING | GB106037028181 | Lower Roding (Loughton to Thames) | Inland | Yes-Probable | No | No | 0 | No | 0 | No | 0 | No | 0 | No | 0 | Yes | Brookhouse Brook and Lower Roding | No | N/A | 0 | No | No | No | N/A | N/A | N/A | No | 0 | Surface Water | N | Y | N | N | N | N | N | Y | N | Sewer Capacity Increase | Yes | Yes | Yes | No | Yes | Yes | 10 | 0 | Yes | No | No | Pending investigation | AMP 09 | 0 | AMP 09 | AMP 09 | 0 | AMP 09 |  | 0 | 0 | 0 | 0 | 0 | 0 | 8 | 7 | 99.94 | 1 | 1.5 | 99 | 7 | 6.39 | 99.45 | N/A | N/A | N/A | [12 empty] | Y |  | 0
ThW0257 | Thames Water | TEMP.2804 | N E Sr Shadwell, King Edward Mem Pa | TEMP.2804 | Ne storm relief shadwell, king edward mem park | Storm discharge at CSO | TQ3563080700 | Tidal Thames | GB530603911402 | THAMES MIDDLE | Transitional | No | No | No | 0 | No | 0 | No | 0 | No | 0 | No | 0 | No | 0 | No | N/A | 0 | No | No | No | N/A | N/A | N/A | No | 0 | Surface Water | N | Y | N | N | N | N | N | Y | N | N | No | No | No | No | No | No | 10 | 0 | No | No | No | N | AMP 07 | 0 | AMP 07 | AMP 07 | Improvement planned to be delivered to a faster timeline by capturing benefits of Thames Tideway Tunnel delivery | N/A |  | 0 | 0 | 0 | 0 | 0 | 0 | 25 | 68.03 | 92.73 | 13 | 41.81 | 100 | N/A | N/A | N/A | N/A | N/A | N/A | [12 empty] | Y |  | 0
ThW0258 | Thames Water | TEMP.2708 | Kendal Road (1), Cullingworth Road | TEMP.2708 | Kendal road (1), cullingworth road | Storm discharge at CSO | TQ2255085531 | Mitchell Brook | GB106039023590 | Lower Brent | Inland | Yes-Probable | No | No | 0 | No | 0 | No | 0 | No | 0 | No | 0 | No | 0 | No | N/A | 0 | No | No | No | N/A | N/A | N/A | No | 0 | Surface Water | N | Y | N | N | N | N | N | Y | N | Sewer Capacity Increase | Yes | Yes | Yes | No | No | Yes | 10 | 0 | Yes | No | No | Pending investigation | AMP 09 | 0 | AMP 09 | AMP 09 | 0 | AMP 09 |  | 0 | 0 | 0 | 0 | 0 | 0 | 1 | 1 | 95.81 | 1 | 0.34 | 98 | 0 | 0 | 93.28 | 1 | 0.48 | 87.31 | [12 empty] | Y |  | 0
ThW0259 | Thames Water | CSSC.7688 | ISLE OF DOGS PUMPING STATION CSO | CSSC.7688 | Isle of Dogs SWPS | Storm discharge at SPS | TQ3840079700 | RIVER THAMES(TIDAL) | GB530603911402 | THAMES MIDDLE | Transitional | No | No | No | 0 | No | 0 | No | 0 | No | 0 | No | 0 | No | 0 | No | N/A | 0 | No | No | No | N/A | N/A | N/A | No | 0 | Surface Water | N | Y | N | N | N | N | N | Y | N | Sewer Capacity Increase | Yes | No | No | No | No | Yes | 10 | 0 | No | No | No | Pending investigation | AMP 11 | 0 | AMP 11 | AMP 11 | Improvements at this site are profiled in line with HMG targets timescales to balance deliverability and affordability considerations, and we will be reviewing the profiling as new information will become available. | AMP 11 |  | 0 | 0 | 0 | 0 | 0 | 0 | 4 | 0.5 | 100 | 3 | 0.74 | 100 | 2 | 4.25 | 100 | N/A | N/A | N/A | [12 empty] | Y |  | 0
ThW0260 | Thames Water | CSAB.0580 | IRONGATE SEWER, LONDON | 10580 | Iron gate | Storm discharge at CSO | TQ3371080370 | R.THAMES ( TIDAL ) | GB530603911402 | THAMES MIDDLE | Transitional | No | No | No | 0 | No | 0 | No | 0 | No | 0 | No | 0 | No | 0 | No | N/A | 0 | No | No | No | N/A | N/A | N/A | No | Not asset maintenance - Hydraulic capacity | Surface Water | N | Y | N | N | N | N | N | Y | N | Sewer Capacity Increase | Yes | No | No | No | Yes | Yes | 10 | 0 | No | No | No | N | AMP 10 | 0 | AMP 10 | AMP 10 | 0 | AMP 10 |  | 0 | 0 | 0 | 0 | 0 | 0 | 76 | 156.52 | 99.67 | 11 | 12.97 | 87 | 27 | 45.2 | 96 | 140 | 191.95 | 94.01 | [12 empty] | Y |  | 0
ThW0261 | Thames Water | CSAB.0563 | HORSEFERRY ROAD SEWER, LONDON | 10563 | Horseferry road | Storm discharge at CSO | TQ3027079010 | R.THAMES ( TIDAL ) | GB530603911402 | THAMES MIDDLE | Transitional | No | No | No | 0 | No | 0 | No | 0 | No | 0 | No | 0 | No | 0 | No | N/A | 0 | No | No | No | N/A | N/A | N/A | No | 0 | Surface Water | N | Y | N | N | N | N | N | Y | N | Sewer Capacity Increase | Yes | No | No | No | Yes | Yes | 10 | 0 | No | No | No | N | AMP 10 | 0 | AMP 10 | AMP 10 | 0 | AMP 10 |  | 0 | 0 | 0 | 0 | 0 | 0 | 25 | 35.67 | 96.74 | 11 | 85.54 | 92 | 46 | 116.98 | 96.3 | 11 | 13.99 | 99.88 | [12 empty] | Y |  | 0
ThW0262 | Thames Water | CSAB.0527 | HOLLOWAY STORM SEWER, LONDON | 10527 | Holloway storm sewer | Storm discharge at CSO | TQ3607080810 | R.THAMES ( TIDAL ) | GB530603911402 | THAMES MIDDLE | Transitional | No | No | No | 0 | No | 0 | No | 0 | No | 0 | No | 0 | No | 0 | No | N/A | 0 | No | No | No | N/A | N/A | N/A | No | 0 | Surface Water | N | Y | N | N | N | N | N | Y | N | Sewer Capacity Increase | Yes | No | No | No | No | Yes | 10 | 0 | No | No | No | Pending investigation | AMP 10 | 0 | AMP 10 | AMP 10 | 0 | AMP 10 |  | 0 | 0 | 0 | 0 | 0 | 0 | 2 | 1.37 | 95.49 | N/A | N/A | 0 | 7 | 23.28 | 97.14 | 6 | 49.1 | 100 | [12 empty] | Y |  | 0
ThW0263 | Thames Water | EPRAB3890AS | HILLSIDE AVENUE CSO | AB3890AS | Hillside avenue | Storm discharge at CSO | TQ4192092190 | THE RIVER RODING | GB106037028181 | Lower Roding (Loughton to Thames) | Inland | Yes-Probable | No | No | 0 | No | 0 | No | 0 | No | 0 | No | 0 | Yes | Brookhouse Brook and Lower Roding | No | N/A | 0 | No | No | No | N/A | N/A | N/A | No | 0 | Surface Water | N | Y | N | N | N | N | N | Y | N | Sewer Capacity Increase | Yes | Yes | Yes | No | Yes | Yes | 10 | 0 | Yes | No | No | N | AMP 09 | 0 | AMP 09 | AMP 09 | 0 | AMP 09 |  | 0 | 0 | 0 | 0 | 0 | 0 | 31 | 56.5 | 99.76 | 6 | 8.95 | 75 | 4 | 7.75 | 65.7 | N/A | N/A | N/A | [12 empty] | Y |  | 0
ThW0264 | Thames Water | EPRBP3220XF | TIDEWAY COMBINED SEWER OVERFLOW | EPR/BP3220XF | Tideway (beckton stw) | Storm discharge at CSO | TQ4548081510 | RIVER THAMES (TIDAL) | GB530603911402 | THAMES MIDDLE | Transitional | No | No | No | 0 | No | 0 | No | 0 | No | 0 | No | 0 | No | 0 | No | N/A | 0 | No | No | No | N/A | N/A | N/A | No | 0 | Surface Water | N | N | N | N | N | N | N | Y | N | Sewer Capacity Increase | Yes | No | No | No | Yes | Yes | 10 | 0 | No | No | No | Pending investigation | AMP 12 | 0 | AMP 12 | AMP 12 | Improvements at this site are profiled in line with HMG targets timescales to balance deliverability and affordability considerations, and we will be reviewing the profiling as new information will become available. | AMP 12 |  | 0 | 0 | 0 | 0 | 0 | 0 | 4 | 20.08 | 100 | N/A | N/A | N/A | 13 | 80.98 | 100 | N/A | N/A | N/A | [12 empty] | Y |  | 0
ThW0265 | Thames Water | CSAB.0572 | HAMMERSMITH PS, LONDON | 10572 | Hammersmith Storm SPS | Storm discharge at SPS | TQ2310077990 | R.THAMES ( TIDAL ) | GB530603911403 | THAMES UPPER | Transitional | No | No | No | 0 | No | 0 | No | 0 | No | 0 | No | 0 | No | 0 | No | N/A | 0 | No | No | No | N/A | N/A | N/A | No | 0 | Surface Water | N | Y | N | N | N | N | N | Y | N | N | No | No | No | No | No | No | 10 | 0 | No | No | No | N | AMP 07 | 0 | AMP 07 | AMP 07 | Improvement planned to be delivered to a faster timeline by capturing benefits of Thames Tideway Tunnel delivery | N/A |  | 0 | 0 | 0 | 0 | 0 | 0 | 29 | 107.3 | 91.61 | 15 | 70.38 | 100 | 35 | 236.94 | 100 | 7 | 27.57 | 100 | [12 empty] | Y |  | 0
ThW0266 | Thames Water | TEMP.2752 | GROSVENOR DITCH CSO | TEMP.2752 | Low level 1 n, grosvenor ditch, millb | Storm discharge at CSO | TQ3027078790 | Tidal Thames | GB530603911402 | THAMES MIDDLE | Transitional | No | No | No | 0 | No | 0 | No | 0 | No | 0 | No | 0 | No | 0 | No | N/A | 0 | No | No | No | N/A | N/A | N/A | No | 0 | Surface Water | N | Y | N | N | N | N | N | Y | N | Sewer Capacity Increase | Yes | No | No | No | Yes | Yes | 10 | 0 | No | No | No | N | AMP 10 | 0 | AMP 10 | AMP 10 | 0 | AMP 10 |  | 0 | 0 | 0 | 0 | 0 | 0 | 31 | 67.3 | 91.77 | 4 | 13.72 | 74 | N/A | N/A | N/A | N/A | N/A | N/A | [12 empty] | Y |  | 0
ThW0267 | Thames Water | CSAB.0543 | GOSWELL STREET, S. BRANCH SEWER, LO | 10543 | Goswell street | Storm discharge at CSO | TQ3245080670 | R.THAMES ( TIDAL ) | GB530603911402 | THAMES MIDDLE | Transitional | No | No | No | 0 | No | 0 | No | 0 | No | 0 | No | 0 | No | 0 | No | N/A | 0 | No | No | No | N/A | N/A | N/A | No | 0 | Surface Water | N | Y | N | N | N | N | N | Y | N | Sewer Capacity Increase | Yes | No | No | No | Yes | Yes | 10 | 0 | No | No | No | Pending investigation | AMP 10 | 0 | AMP 10 | AMP 10 | 0 | AMP 10 |  | 0 | 0 | 0 | 0 | 0 | 0 | 5 | 1.23 | 73.4 | 2 | 3.4 | 93 | 2 | 2.02 | 97.82 | 29 | 13.35 | 99.2 | [12 empty] | Y |  | 0
ThW0268 | Thames Water | TEMP.2637 | Gordon Road | TEMP.2637 | Gordon road | Storm discharge at CSO | TQ4357085480 | RIVER RODING | GB106037028170 | Seven Kings Water | Inland | No | No | No | 0 | No | 0 | No | 0 | No | 0 | No | 0 | No | 0 | No | N/A | 0 | No | No | No | N/A | N/A | N/A | No | 0 | Surface Water | N | Y | N | N | N | N | N | Y | N | Sewer Capacity Increase | Yes | No | No | No | No | Yes | 10 | 0 | No | No | No | Pending investigation | AMP 12 | 0 | AMP 12 | AMP 12 | Improvements at this site are profiled in line with HMG targets timescales to balance deliverability and affordability considerations, and we will be reviewing the profiling as new information will become available. | AMP 12 |  | 0 | 0 | 0 | 0 | 0 | 0 | 0 | 0 | 100 | 1 | 0.64 | 100 | 1 | 0.69 | 97.72 | 2 | 0.81 | 77.01 | [12 empty] | Y |  | 0
ThW0269 | Thames Water | CSBC.0128 | GASCOIGNE ROAD PUMPING STATION STOR | COPA/200128 | Gascoigne Road (Barking) SPS | Storm discharge at SPS | TQ4470082890 | RIVER RODING(BARKING CREEK) | GB530603911402 | THAMES MIDDLE | Transitional | No | No | No | 0 | No | 0 | No | 0 | No | 0 | No | 0 | No | 0 | No | N/A | 0 | No | No | No | N/A | N/A | N/A | No | 0 | Surface Water | N | Y | N | N | N | N | N | Y | N | N | Yes | No | No | No | No | Yes | 10 | 0 | No | No | No | Pending investigation | AMP 12 | 0 | AMP 12 | AMP 12 | Improvements at this site are profiled in line with HMG targets timescales to balance deliverability and affordability considerations, and we will be reviewing the profiling as new information will become available. | AMP 12 |  | 0 | 0 | 0 | 0 | 0 | 0 | 3 | 5 | 95.42 | 5 | 18.51 | 99 | 9 | 24.24 | 98.04 | 3 | 25.59 | 100 | [12 empty] | Y |  | 0
ThW0270 | Thames Water | CSAB.0541 | FLEET MAIN LINE SEWER, LONDON A | 10541 | Fleet main line sewer | Storm discharge at CSO | TQ3165080800 | R.THAMES ( TIDAL ) | GB530603911402 | THAMES MIDDLE | Transitional | No | No | No | 0 | No | 0 | No | 0 | No | 0 | No | 0 | No | 0 | No | N/A | 0 | No | No | No | N/A | N/A | N/A | No | 0 | Surface Water | N | Y | N | N | N | N | N | Y | N | N | No | No | No | No | No | No | 10 | 0 | No | No | No | N | AMP 07 | 0 | AMP 07 | AMP 07 | Improvement planned to be delivered to a faster timeline by capturing benefits of Thames Tideway Tunnel delivery | N/A |  | 0 | 0 | 0 | 0 | 0 | 0 | 28 | 50.7 | 68.84 | 0 | 0 | 83 | 39 | 101.04 | 96.6 | 125 | 85.73 | 99.18 | [12 empty] | Y |  | 0
ThW0271 | Thames Water | CANM.0910 | ELMCROFT AVENUE, | N/WR0910_1 | Elmcroft avenue, wanstead | Storm discharge at CSO | TQ4140089300 | THE RIVER RODING | GB106037028181 | Lower Roding (Loughton to Thames) | Inland | Yes-Probable | No | No | 0 | No | 0 | No | 0 | No | 0 | No | 0 | Yes | Brookhouse Brook and Lower Roding | No | N/A | 0 | No | No | No | N/A | N/A | N/A | No | 0 | Surface Water | N | Y | N | N | N | N | N | Y | N | Sewer Capacity Increase | Yes | Yes | Yes | No | No | Yes | 10 | 0 | Yes | No | No | Pending investigation | AMP 09 | 0 | AMP 09 | AMP 09 | 0 | AMP 09 |  | 0 | 0 | 0 | 0 | 0 | 0 | 5 | 3 | 67.33 | 1 | 1.31 | 100 | 2 | 2.5 | 100 | 1 | 0.15 | 84.11 | [12 empty] | Y |  | 0
ThW0272 | Thames Water | CANM.0029 | CSO AT OAKENTROUGH | N/WR29 | Oakentrough | Storm discharge at CSO | TQ4354083230 | RIVER RODING | GB530603911402 | THAMES MIDDLE | Transitional | No | No | No | 0 | No | 0 | No | 0 | No | 0 | No | 0 | No | 0 | No | N/A | 0 | No | No | No | N/A | N/A | N/A | No | 0 | Surface Water | N | Y | N | N | N | N | N | Y | N | Sewer Capacity Increase | Yes | No | No | No | No | Yes | 10 | 0 | No | No | No | Pending investigation | AMP 12 | 0 | AMP 12 | AMP 12 | Improvements at this site are profiled in line with HMG targets timescales to balance deliverability and affordability considerations, and we will be reviewing the profiling as new information will become available. | AMP 12 |  | 0 | 0 | 0 | 0 | 0 | 0 | 12 | 11.5 | 99.74 | 15 | 21.39 | 95 | 7 | 11.75 | 100 | 3 | 10.77 | 84.31 | [12 empty] | Y |  | 0
ThW0273 | Thames Water | TEMP.2681 | CSO AT HIGH ROAD | TEMP.2681 | High road, woodford | Storm discharge at CSO | TQ4149089290 | RIVER RODING | GB106037028181 | Lower Roding (Loughton to Thames) | Inland | Yes-Probable | No | No | 0 | No | 0 | No | 0 | No | 0 | No | 0 | Yes | Brookhouse Brook and Lower Roding | No | N/A | 0 | No | No | No | N/A | N/A | N/A | No | 0 | Surface Water | N | Y | N | N | N | N | N | Y | N | Sewer Capacity Increase | Yes | Yes | Yes | No | Yes | Yes | 10 | 0 | Yes | No | No | N | AMP 08 | 0 | AMP 08 | AMP 08 | 0 | AMP 08 |  | 0 | 0 | N | N | 0 | 0 | 20 | 14 | 99.99 | 13 | 13.25 | 100 | 25 | 26.54 | 91.8 | 25 | 16.28 | 99.96 | [12 empty] | Y |  | 0
ThW0274 | Thames Water | CSBC.0127 | FOLKESTONE ROAD PUMPING STATION STO | COPA/200127 | Folkestone Road (East Ham) SPS | Storm discharge at SPS | TQ4411083190 | RIVER RODING(BARKING CREEK) | GB530603911402 | THAMES MIDDLE | Transitional | No | No | No | 0 | No | 0 | No | 0 | No | 0 | No | 0 | No | 0 | No | N/A | 0 | No | No | No | N/A | N/A | N/A | No | 0 | Surface Water | N | Y | N | N | N | N | N | Y | N | N | Yes | No | No | No | Yes | Yes | 10 | 0 | No | No | No | N | AMP 11 | 0 | AMP 11 | AMP 11 | Improvements at this site are profiled in line with HMG targets timescales to balance deliverability and affordability considerations, and we will be reviewing the profiling as new information will become available. | AMP 11 |  | 0 | 0 | 0 | 0 | 0 | 0 | 18 | 63.75 | 99.84 | 11 | 61.77 | 67 | 25 | 158.95 | 98.9 | 20 | 140.55 | 100 | [12 empty] | Y |  | 0
ThW0275 | Thames Water | TEMP.2679 | HENLEY ROAD CSO | TEMP.2679 | Henley road | Storm discharge at CSO | TQ4292079730 | Woolwich Reach | GB530603911402 | THAMES MIDDLE | Transitional | No | No | No | 0 | No | 0 | No | 0 | No | 0 | No | 0 | No | 0 | No | N/A | 0 | No | No | No | N/A | N/A | N/A | No | 0 | Surface Water | N | Y | N | N | N | N | N | Y | N | Sewer Capacity Increase | Yes | No | No | No | Yes | Yes | 10 | 0 | No | No | No | N | AMP 11 | 0 | AMP 11 | AMP 11 | Improvements at this site are profiled in line with HMG targets timescales to balance deliverability and affordability considerations, and we will be reviewing the profiling as new information will become available. | AMP 11 |  | 0 | 0 | 0 | 0 | 0 | 0 | 0 | 0 | 99.81 | 1 | 0.31 | 100 | 1 | 0.5 | 99 | 39 | 35.22 | 99.75 | [12 empty] | Y |  | 0
ThW0276 | Thames Water | CSAB.0530 | ABBEY MILLS PUMPING STATION, STRATF | COPA/10530 | Abbey Mills A Storm SPS | Storm discharge at SPS | TQ3885083140 | R.LEE (CHANELSEA RIVER SOUTH) | GB530603911402 | THAMES MIDDLE | Transitional | No | No | No | 0 | No | 0 | No | 0 | No | 0 | No | 0 | No | 0 | No | N/A | 0 | No | No | No | N/A | N/A | N/A | No | 0 | Surface Water | N | Y | N | N | N | N | N | Y | N | N | No | No | No | No | No | No | 10 | 0 | No | No | No | Pending investigation | AMP 07 | 0 | AMP 07 | AMP 07 | Improvement planned to be delivered to a faster timeline by capturing benefits of Thames Tideway Tunnel delivery | N/A |  | 0 | 0 | 0 | 0 | 0 | 0 | 0 | 0 | 99.98 | 0 | 0 | 100 | 0 | 0 | 100 | 3 | 23.38 | 100 | [12 empty] | Y |  | 0
ThW0277 | Thames Water | TEMP.0312 | Acton P/S and storm | TEMP.0312 | Acton Ealing SPS | Storm discharge at SPS | TQ2120080000 | THAMES | GB530603911403 | THAMES UPPER | Transitional | No | No | No | 0 | No | 0 | No | 0 | No | 0 | No | 0 | No | 0 | No | N/A | 0 | No | No | No | N/A | N/A | N/A | No | 0 | Surface Water | N | Y | N | N | N | N | N | Y | N | N | No | No | No | No | No | No | 10 | 0 | No | No | No | N | AMP 07 | 0 | AMP 07 | AMP 07 | Improvement planned to be delivered to a faster timeline by capturing benefits of Thames Tideway Tunnel delivery | N/A |  | 0 | 0 | 0 | 0 | 0 | 0 | 20 | 129.5 | 99.39 | 18 | 132.1 | 100 | 34 | 215.95 | 98.41 | 20 | 38.83 | 99.99 | [12 empty] | Y |  | 0
ThW0278 | Thames Water | CSBC.0085 | AUCKLAND ROAD PUMPING STATION TANKS | COPA/200085 | Auckland Road (Leyton) Storm SPS | Storm discharge at SPS | TQ3751086390 | TRIB OF THE DAGENHAM BROOK | GB106038077852 | Lee (Tottenham Locks to Bow Locks/Three Mills Locks) | Inland | Yes-Confirmed | No | No | 0 | No | 0 | No | 0 | No | 0 | No | 0 | No | 0 | No | N/A | 0 | No | No | No | N/A | N/A | N/A | No | 0 | Surface Water | N | Y | N | N | N | N | N | Y | N | N | Yes | Yes | Yes | No | Yes | Yes | 10 | 0 | Yes | No | No | N | AMP 08 | 0 | AMP 08 | AMP 08 | 0 | AMP 08 |  | 0 | 0 | N | N | 0 | 0 | 7 | 26.43 | 99.43 | 8 | 48.36 | 100 | 23 | 207.39 | 95.89 | 28 | 372.71 | 100 | [12 empty] | Y |  | 0
ThW0279 | Thames Water | CSSA.0360 | BECKTON STW | 360N | Beckton STW | Storm discharge at STW | TQ4524081610 | THAMES TIDAL | GB530603911402 | THAMES MIDDLE | Transitional | No | Yes | No | 0 | No | 0 | No | 0 | No | 0 | No | 0 | No | 0 | No | N/A | 0 | No | No | No | N/A | N/A | N/A | No | 0 | Surface Water | Y | N | N | N | N | N | N | Y | N | Surface Water Separation | Yes | Yes | Yes | No | Yes | Yes | 10 | 0 | Yes | No | No | N | AMP 11 | 0 | AMP 11 | AMP 11 | Improvements at this site are profiled in line with HMG targets timescales to balance deliverability and affordability considerations, and we will be reviewing the profiling as new information will become available. | AMP 11 | Y | 0 | 0 | 0 | 0 | 0 | 0 | 6 | 2.76 | 100 | 6 | 3.91 | 99 | 12 | 26.6 | 96 | 51 | 952.57 | 100 | [12 empty] | Y |  | 0
ThW0280 | Thames Water | CSAB.0526 | BELL WHARF OUTLET, LONDON | 10526 | Bell wharf | Storm discharge at CSO | TQ3563080710 | TIDAL RIVERTHAMES | GB530603911402 | THAMES MIDDLE | Transitional | No | No | No | 0 | No | 0 | No | 0 | No | 0 | No | 0 | No | 0 | No | N/A | 0 | No | No | No | N/A | N/A | N/A | No | 0 | Surface Water | N | Y | N | N | N | N | N | Y | N | Sewer Capacity Increase | Yes | No | No | No | Yes | Yes | 10 | 0 | No | No | No | Pending investigation | AMP 10 | 0 | AMP 10 | AMP 10 | 0 | AMP 10 |  | 0 | 0 | 0 | 0 | 0 | 0 | 12 | 4.71 | 97.47 | 5 | 2.54 | 100 | 11 | 6.73 | 100 | 2 | 1.69 | 99.39 | [12 empty] | Y |  | 0
ThW0281 | Thames Water | TEMP.2449 | Brook Way, Chigwell | TEMP.2449 | Brook way, chigwell | Storm discharge at CSO | TQ4339093190 | Chigwell Brook | GB106037028181 | Lower Roding (Loughton to Thames) | Inland | Yes-Probable | No | No | 0 | No | 0 | No | 0 | No | 0 | No | 0 | No | 0 | No | N/A | 0 | No | No | No | N/A | N/A | N/A | No | 0 | Surface Water | N | Y | N | N | N | N | N | Y | N | Sewer Capacity Increase | Yes | Yes | Yes | No | Yes | Yes | 10 | 0 | Yes | No | No | N | AMP 08 | 0 | AMP 08 | AMP 08 | 0 | AMP 08 |  | 0 | 0 | N | N | 0 | 0 | 17 | 14.75 | 95.49 | 14 | 28.8 | 100 | 13 | 21.88 | 77.65 | 58 | 1228.32 | 70.47 | [12 empty] | Y |  | 0
ThW0282 | Thames Water | CSAB.0573 | COUNTERS CREEK, LOTS ROAD PS, LONDO | COPA/10573 | Lots Road (Chelsea) Storm SPS | Storm discharge at SPS | TQ2659077100 | R.THAMES ( TIDAL ) | GB530603911403 | THAMES UPPER | Transitional | No | No | No | 0 | No | 0 | No | 0 | No | 0 | No | 0 | No | 0 | No | N/A | 0 | No | No | No | N/A | N/A | N/A | No | 0 | Surface Water | N | Y | N | N | N | N | N | Y | N | N | No | No | No | No | No | No | 10 | 0 | No | No | No | N | AMP 07 | 0 | AMP 07 | AMP 07 | Improvement planned to be delivered to a faster timeline by capturing benefits of Thames Tideway Tunnel delivery | N/A |  | 0 | 0 | 0 | 0 | 0 | 0 | 21 | 76.75 | 99.97 | 15 | 61.43 | 100 | 27 | 99.72 | 99.73 | 2 | 4.06 | 100 | [12 empty] | Y |  | 0
ThW0283 | Thames Water | CANM.0976 | CSO AT REDBRIDGE LANE WEST | N/WR0976 | Redbridge lane west, wanstead | Storm discharge at CSO | TQ4140088200 | TO RIVER RODING | GB106037028181 | Lower Roding (Loughton to Thames) | Inland | Yes-Probable | No | No | 0 | No | 0 | No | 0 | No | 0 | No | 0 | No | 0 | No | N/A | 0 | No | No | No | N/A | N/A | N/A | No | 0 | Surface Water | N | Y | N | N | N | N | N | Y | N | Sewer Capacity Increase | Yes | Yes | Yes | No | Yes | Yes | 10 | 0 | Yes | No | No | Pending investigation | AMP 08 | 0 | AMP 08 | AMP 08 | 0 | AMP 08 |  | 0 | 0 | N | N | 0 | 0 | 0 | 0 | 100 | 0 | 0 | 0 | N/A | N/A | N/A | N/A | N/A | N/A | [12 empty] | Y |  | 0
ThW0284 | Thames Water | CSAB.0564 | WOOD STREET, LONDON | 10564 | Wood street | Storm discharge at CSO | TQ3029079220 | R.THAMES ( TIDAL ) | GB530603911402 | THAMES MIDDLE | Transitional | No | No | No | 0 | No | 0 | No | 0 | No | 0 | No | 0 | No | 0 | No | N/A | 0 | No | No | No | N/A | N/A | N/A | No | 0 | Surface Water | N | Y | N | N | N | N | N | Y | N | Sewer Capacity Increase | Yes | No | No | No | Yes | Yes | 10 | 0 | No | No | No | N | AMP 10 | 0 | AMP 10 | AMP 10 | 0 | AMP 10 |  | 0 | 0 | 0 | 0 | 0 | 0 | 13 | 19.07 | 99.76 | N/A | N/A | N/A | 13 | 26.48 | 98.64 | 5 | 10.71 | 100 | [12 empty] | Y |  | 0
ThW0285 | Thames Water | CSAB.0574 | CHURCH STREET SEWER, LONDON | 10574 | Church street sewer | Storm discharge at CSO | TQ2711077550 | R.THAMES ( TIDAL ) | GB530603911402 | THAMES MIDDLE | Transitional | No | No | No | 0 | No | 0 | No | 0 | No | 0 | No | 0 | No | 0 | No | N/A | 0 | No | No | No | N/A | N/A | N/A | No | 0 | Surface Water | N | Y | N | N | N | N | N | Y | N | Sewer Capacity Increase | Yes | No | No | No | Yes | Yes | 10 | 0 | No | No | No | Pending investigation | AMP 10 | 0 | AMP 10 | AMP 10 | 0 | AMP 10 |  | 0 | 0 | 0 | 0 | 0 | 0 | 7 | 2.4 | 99.82 | 5 | 3.16 | 100 | 12 | 8.64 | 100 | 2 | 1.42 | 99.88 | [12 empty] | Y |  | 0
ThW0286 | Thames Water | CSSA.0403 | CHELSEA, LONDON SW10 | CSSA.0403 | Chelsea, london, sw10 | Storm discharge at CSO | TQ2810677796 | THAMES TIDAL | GB530603911402 | THAMES MIDDLE | Transitional | No | No | No | 0 | No | 0 | No | 0 | No | 0 | No | 0 | No | 0 | No | N/A | 0 | No | No | No | N/A | N/A | N/A | No | 0 | Surface Water | N | Y | N | N | N | N | N | Y | N | Sewer Capacity Increase | Yes | No | No | No | Yes | Yes | 10 | 0 | No | No | No | Pending investigation | AMP 11 | 0 | AMP 11 | AMP 11 | Improvements at this site are profiled in line with HMG targets timescales to balance deliverability and affordability considerations, and we will be reviewing the profiling as new information will become available. | AMP 11 |  | 0 | 0 | 0 | 0 | 0 | 0 | 0 | 0 | 95.77 | 6 | 2.86 | 91 | 5 | 13.74 | 99.43 | N/A | N/A | N/A | [12 empty] | Y |  | 0
ThW0287 | Thames Water | CSAB.0538 | WESTERN PS LOW LEVEL SEWER, LONDON | COPA/10538 | Western (Pimlico) SPS | Storm discharge at SPS | TQ2864077920 | R.THAMES ( TIDAL ) | GB530603911402 | THAMES MIDDLE | Transitional | No | No | No | 0 | No | 0 | No | 0 | No | 0 | No | 0 | No | 0 | No | N/A | 0 | No | No | No | N/A | N/A | N/A | No | 0 | Surface Water | N | Y | N | N | N | N | N | Y | N | N | No | No | No | No | No | No | 10 | 0 | No | No | No | N | AMP 07 | 0 | AMP 07 | AMP 07 | Improvement planned to be delivered to a faster timeline by capturing benefits of Thames Tideway Tunnel delivery | N/A |  | 0 | 0 | 0 | 0 | 0 | 0 | 22 | 74.5 | 99.74 | N/A | N/A | N/A | 28 | 121.94 | 99.68 | 2 | 7.08 | 100 | [12 empty] | Y |  | 0
ThW0288 | Thames Water | CSAB.0548 | WAPPING DOCK, GUN WHARF, LONDON | 10548 | Gun wharf (wapping dock) | Storm discharge at CSO | TQ3502080130 | R.THAMES ( TIDAL ) | GB530603911402 | THAMES MIDDLE | Transitional | No | No | No | 0 | No | 0 | No | 0 | No | 0 | No | 0 | No | 0 | No | N/A | 0 | No | No | No | N/A | N/A | N/A | No | 0 | Surface Water | N | Y | N | N | N | N | N | Y | N | Sewer Capacity Increase | Yes | No | No | No | No | Yes | 10 | 0 | No | No | No | Pending investigation | AMP 10 | 0 | AMP 10 | AMP 10 | 0 | AMP 10 |  | 0 | 0 | 0 | 0 | 0 | 0 | 0 | 0 | 100 | N/A | N/A | N/A | 0 | 0 | 100 | N/A | N/A | N/A | [12 empty] | Y |  | 0
ThW0289 | Thames Water | CSBC.0084 | WALTHAMSTOW, LOW HALL FARM STORM TA | COPA/200084 | Low hall farm storm tanks,walthamstow | Storm discharge at CSO | TQ3631088060 | DAGENHAM BROOK | GB106038077852 | Lee (Tottenham Locks to Bow Locks/Three Mills Locks) | Inland | Yes-Confirmed | No | No | 0 | No | 0 | No | 0 | No | 0 | No | 0 | No | 0 | No | N/A | 0 | No | No | No | N/A | N/A | N/A | No | 0 | Surface Water | N | Y | N | N | N | N | N | Y | N | N | Yes | Yes | Yes | No | Yes | Yes | 10 | 0 | Yes | No | No | N | AMP 09 | 0 | AMP 09 | AMP 09 | 0 | AMP 09 |  | 0 | 0 | 0 | 0 | 0 | 0 | 18 | 77.47 | 100 | N/A | N/A | N/A | 18 | 97.65 | 97.65 | 11 | 71.31 | 99.73 | [12 empty] | Y |  | 0
ThW0290 | Thames Water | CSAB.0537 | GREENWICH PS, GREENWICH, LONDON | COPA/10537 | Greenwich SPS & Storm SPS | Storm discharge at SPS | TQ3819077940 | R.THAMES ( TIDAL ) | GB530603911402 | THAMES MIDDLE | Transitional | No | No | No | 0 | No | 0 | No | 0 | No | 0 | No | 0 | No | 0 | No | N/A | 0 | No | No | No | N/A | N/A | N/A | No | 0 | Surface Water | N | Y | N | N | N | N | N | Y | N | N | No | No | No | No | No | No | 10 | 0 | No | No | No | N | AMP 07 | 0 | AMP 07 | AMP 07 | Improvement planned to be delivered to a faster timeline by capturing benefits of Thames Tideway Tunnel delivery | N/A |  | 0 | 0 | 0 | 0 | 0 | 0 | 5 | 30.25 | 99.89 | 19 | 169.25 | 92 | 13 | 95.71 | 99.08 | 15 | 85.24 | 100 | [12 empty] | Y |  | 0
ThW0291 | Thames Water | TEMP.2790 | CSO AT MAPLETON ROAD/BRATHWAY ROAD | TEMP.2790 | Mapleton road | Storm discharge at CSO | TQ2565074320 | RIVER WANDLE | GB106039023460 | Wandle (Croydon to Wandsworth) and the Graveney | Inland | Yes-Confirmed | No | No | 0 | No | 0 | No | 0 | No | 0 | Yes | River Wandle | Yes | River Wandle | No | N/A | 0 | No | No | No | N/A | N/A | N/A | No | 0 | Surface Water | N | Y | N | N | N | N | N | Y | N | Sewer Capacity Increase | Yes | Yes | Yes | No | Yes | Yes | 10 | 0 | Yes | No | No | N | AMP 09 | 0 | AMP 09 | AMP 09 | 0 | AMP 09 |  | 0 | 0 | 0 | 0 | 0 | 0 | 6 | 5.5 | 99.56 | 4 | 2.27 | 100 | 36 | 59.74 | 86.54 | 13 | 17.46 | 97.83 | [12 empty] | Y |  | 0
ThW0292 | Thames Water | TEMP.2747 | CSO AT LONGLEY ROAD | TEMP.2747 | Longley road (1), tooting high street | Storm discharge at CSO | TQ2711070890 | RIVER GRAVENEY | GB106039023460 | Wandle (Croydon to Wandsworth) and the Graveney | Inland | Yes-Confirmed | No | No | 0 | No | 0 | No | 0 | No | 0 | No | 0 | No | 0 | No | N/A | 0 | No | No | No | N/A | N/A | N/A | No | 0 | Surface Water | N | Y | N | N | N | N | N | Y | N | Sewer Capacity Increase | Yes | Yes | Yes | No | No | Yes | 10 | 0 | Yes | No | No | Pending investigation | AMP 09 | 0 | AMP 09 | AMP 09 | 0 | AMP 09 |  | 0 | 0 | 0 | 0 | 0 | 0 | 2 | 1 | 99.96 | 0 | 0 | 100 | 4 | 2.36 | 94.72 | 2 | 1.91 | 100 | [12 empty] | Y |  | 0
ThW0293 | Thames Water | CSSA.0362 | CROSSNESS WWTW | 362N | Crossness STW | Storm discharge at STW | TQ4857081130 | THAMES TIDAL | GB530603911402 | THAMES MIDDLE | Transitional | No | No | No | 0 | No | 0 | No | 0 | No | 0 | No | 0 | No | 0 | No | N/A | 0 | No | No | No | N/A | N/A | N/A | No | 0 | Surface Water | Y | N | N | N | N | N | N | Y | N | Surface Water Separation | Yes | No | No | No | Yes | Yes | 10 | 0 | No | No | No | N | AMP 12 | 0 | AMP 12 | AMP 12 | Improvements at this site are profiled in line with HMG targets timescales to balance deliverability and affordability considerations, and we will be reviewing the profiling as new information will become available. | AMP 12 | Y | 0 | 0 | 0 | 0 | 0 | 0 | 24 | 232.07 | 100 | 6 | 54.68 | 35 | 35 | 383.91 | 100 | 36 | 350.1 | 99.73 | [12 empty] | Y |  | 0
ThW0294 | Thames Water | TEMP.2630 | CSO AT GAP ROAD (CEMETERY) | TEMP.2630 | Gap road (cemetery) | Storm discharge at CSO | TQ2586071870 | RIVER WANDLE | GB106039023460 | Wandle (Croydon to Wandsworth) and the Graveney | Inland | Yes-Confirmed | No | No | 0 | No | 0 | No | 0 | No | 0 | Yes | River Wandle | Yes | River Wandle | No | N/A | 0 | No | No | No | N/A | N/A | N/A | No | 0 | Surface Water | N | N | N | N | N | N | N | N | N | Sewer Capacity Increase | Yes | Yes | Yes | No | No | No | 10 | 0 | Yes | No | No | Pending investigation | AMP 09 | 0 | AMP 09 | AMP 09 | 0 | N/A |  | 0 | 0 | N | N | 0 | 0 | 0 | 0 | 99.37 | 0 | 0 | 100 | 0 | 0 | 98.16 | 0 | 0 | 100 | [12 empty] | Y |  | 0
ThW0295 | Thames Water | CSAB.0544 | PUTNEY BRIDGE STREET, LONDON | 10544 | Putney bridge street | Storm discharge at CSO | TQ2416075640 | R.THAMES ( TIDAL ) | GB530603911403 | THAMES UPPER | Transitional | No | No | No | 0 | No | 0 | No | 0 | No | 0 | No | 0 | No | 0 | No | N/A | 0 | No | No | No | N/A | N/A | N/A | No | Not asset maintenance - Hydraulic capacity | Surface Water | N | Y | N | N | N | N | N | Y | N | N | No | No | No | No | No | No | 10 | 0 | No | No | No | N | AMP 07 | 0 | AMP 07 | AMP 07 | Improvement planned to be delivered to a faster timeline by capturing benefits of Thames Tideway Tunnel delivery | N/A |  | 0 | 0 | 0 | 0 | 0 | 0 | 11 | 2.03 | 94.88 | N/A | N/A | N/A | 35 | 99.67 | 98.75 | 158 | 536.59 | 98.86 | [12 empty] | Y |  | 0
ThW0296 | Thames Water | CSAB.0533 | EARL PS STORM OUTLET, LONDON | COPA/10533 | Earl (Bermondsey) SPS | Storm discharge at SPS | TQ3672078970 | R.THAMES ( TIDAL ) | GB530603911402 | THAMES MIDDLE | Transitional | No | No | No | 0 | No | 0 | No | 0 | No | 0 | No | 0 | No | 0 | No | N/A | 0 | No | No | No | N/A | N/A | N/A | No | 0 | Surface Water | N | Y | N | N | N | N | N | Y | N | N | No | No | No | No | No | No | 10 | 0 | No | No | No | N | AMP 07 | 0 | AMP 07 | AMP 07 | Improvement planned to be delivered to a faster timeline by capturing benefits of Thames Tideway Tunnel delivery | N/A |  | 0 | 0 | 0 | 0 | 0 | 0 | 30 | 94.47 | 100 | 12 | 59.75 | 100 | 20 | 108.75 | 100 | 12 | 68 | 100 | [12 empty] | Y |  | 0
ThW0297 | Thames Water | CSAB.0536 | DEPTFORD STORM RELIEF, LONDON | 10536 | Deptford storm relief | Storm discharge at CSO | TQ3742078070 | R.THAMES ( TIDAL ) | GB530603911402 | THAMES MIDDLE | Transitional | No | No | No | 0 | No | 0 | No | 0 | No | 0 | No | 0 | No | 0 | No | N/A | 0 | No | No | No | N/A | N/A | N/A | No | Not asset maintenance - Hydraulic capacity | Surface Water | N | Y | N | N | N | N | N | Y | N | N | No | No | No | No | No | No | 10 | 0 | No | No | No | N | AMP 07 | 0 | AMP 07 | AMP 07 | Improvement planned to be delivered to a faster timeline by capturing benefits of Thames Tideway Tunnel delivery | N/A |  | 0 | 0 | 0 | 0 | 0 | 0 | 41 | 171.43 | 98.79 | 47 | 215.73 | 99 | 105 | 509.33 | 99.12 | 132 | 704.74 | 99.77 | [12 empty] | Y |  | 0
ThW0298 | Thames Water | TEMP.2841 | CSO AT PENWITH ROAD | TEMP.2841 | Penwith road | Storm discharge at CSO | TQ2588073040 | RIVER WANDLE | GB106039023460 | Wandle (Croydon to Wandsworth) and the Graveney | Inland | Yes-Confirmed | No | No | 0 | No | 0 | No | 0 | No | 0 | Yes | River Wandle | Yes | River Wandle | No | N/A | 0 | No | No | No | N/A | N/A | N/A | No | 0 | Surface Water | N | Y | N | N | N | N | N | Y | N | Sewer Capacity Increase | Yes | Yes | Yes | No | No | Yes | 10 | 0 | Yes | No | No | Pending investigation | AMP 09 | 0 | AMP 09 | AMP 09 | 0 | AMP 09 |  | 0 | 0 | 0 | 0 | 0 | 0 | 0 | 0 | 99.65 | 0 | 0 | 100 | 1 | 0.81 | 97.43 | 1 | 0.91 | 69.93 | [12 empty] | Y |  | 0
ThW0299 | Thames Water | TEMP.2540 | Deptford Creek Storm | TEMP.2540 | Deptford creek storm | Storm discharge at CSO | TQ3741077080 | Ravensbourne/Deptford Creek | GB530603911402 | THAMES MIDDLE | Transitional | No | No | No | 0 | No | 0 | No | 0 | No | 0 | No | 0 | No | 0 | No | N/A | 0 | No | No | No | N/A | N/A | N/A | No | 0 | Surface Water | N | Y | N | N | N | N | N | Y | N | N | No | No | No | No | No | No | 10 | 0 | No | No | No | N | AMP 07 | 0 | AMP 07 | AMP 07 | Improvement planned to be delivered to a faster timeline by capturing benefits of Thames Tideway Tunnel delivery | N/A |  | 0 | 0 | 0 | 0 | 0 | 0 | 8 | 7.4 | 85.46 | 5 | 8.84 | 100 | 24 | 68 | 97.71 | 44 | 191.94 | 99.88 | [12 empty] | Y |  | 0
ThW0300 | Thames Water | TEMP.2871 | Road A3, Roehampton Vale | TEMP.2871 | Road A3, roehampton vale | Storm discharge at CSO | TQ2150072300 | Beverley Brook | GB106039022850 | Beverley Brook (Motspur Park to Thames) and Pyl Brook at West Barnes | Inland | Yes-Probable | No | Yes | Richmond Park | Yes | Richmond Park | No | 0 | No | 0 | No | 0 | Yes | Beverley Brook | No | N/A | 0 | No | No | No | N/A | N/A | N/A | No | N/A - Ongoing investigation | Surface Water | N | Y | N | N | N | N | N | Y | N | Sewer Capacity Increase | Yes | Yes | Yes | No | Yes | Yes | 10 | 0 | Yes | No | No | N | AMP 08 | 0 | AMP 08 | AMP 08 | 0 | AMP 08 |  | 0 | 0 | N | N | 0 | 0 | 0 | 0 | 100 | N/A | N/A | N/A | 6 | 60.2 | 97.92 | 141 | 2527.76 | 100 | [12 empty] | Y |  | 0
ThW0301 | Thames Water | CSAB.0551 | CHARLTON STORM RELIEF, LONDON A | 10551 | Charlton storm relief (A) | Storm discharge at CSO | TQ4126079230 | R.THAMES ( TIDAL ) | GB530603911402 | THAMES MIDDLE | Transitional | No | No | No | 0 | No | 0 | No | 0 | No | 0 | No | 0 | No | 0 | No | N/A | 0 | No | No | No | N/A | N/A | N/A | No | 0 | Surface Water | N | Y | N | N | N | N | N | Y | N | Sewer Capacity Increase | Yes | No | No | No | Yes | Yes | 10 | 0 | No | No | No | N | AMP 11 | 0 | AMP 11 | AMP 11 | Improvements at this site are profiled in line with HMG targets timescales to balance deliverability and affordability considerations, and we will be reviewing the profiling as new information will become available. | AMP 11 |  | 0 | 0 | 0 | 0 | 0 | 0 | 1 | 0.27 | 75.49 | 2 | 6.3 | 99 | 51 | 117.64 | 98.88 | 28 | 60.36 | 99.21 | [12 empty] | Y |  | 0
ThW0302 | Thames Water | TEMP.2599 | Frogmore Storm Relief (Bell Lane Creek) | TEMP.2599 | Frogmore Storm Relief (Bell Lane Creek) | Storm discharge at CSO | TQ2547074930 | Bell Lane Creek | GB106039023460 | Wandle (Croydon to Wandsworth) and the Graveney | Inland | Yes-Confirmed | No | No | 0 | No | 0 | No | 0 | No | 0 | Yes | 0 | No | 0 | No | N/A | 0 | No | No | No | N/A | N/A | N/A | No | 0 | Surface Water | N | Y | N | N | N | N | N | Y | N | N | No | Yes | Yes | No | No | No | 10 | 0 | Yes | No | No | N | AMP 07 | 0 | AMP 07 | AMP 07 | Improvement planned to be delivered to a faster timeline by capturing benefits of Thames Tideway Tunnel delivery | N/A |  | 0 | 0 | 0 | 0 | 0 | 0 | 41 | 102.57 | 97.06 | 21 | 46.46 | 99 | 25 | 73.94 | 84.09 | 16 | 32.55 | 99.28 | [12 empty] | Y |  | 0
ThW0303 | Thames Water | TEMP.2429 | Bushey Court, Raynes Park | TEMP.2429 | Bushey court, raynes park | Storm discharge at CSO | TQ2182069890 | BEVERLEY BROOK | GB106039022850 | Beverley Brook (Motspur Park to Thames) and Pyl Brook at West Barnes | Inland | Yes-Probable | No | No | 0 | No | 0 | No | 0 | No | 0 | No | 0 | Yes | Beverley Brook | No | N/A | 0 | No | No | No | N/A | N/A | N/A | No | 0 | Surface Water | N | Y | N | N | N | N | N | Y | N | Sewer Capacity Increase | Yes | Yes | Yes | No | No | Yes | 10 | 0 | Yes | No | No | Pending investigation | AMP 09 | 0 | AMP 09 | AMP 09 | 0 | AMP 09 |  | 0 | 0 | 0 | 0 | 0 | 0 | 1 | 2.5 | 100 | 0 | 0 | 100 | 5 | 20.84 | 98.2 | 4 | 9.26 | 86.21 | [12 empty] | Y |  | 0
ThW0304 | Thames Water | TEMP.2920 | Streatham & Balham Storm Relief B | TEMP.2920 | Streatham & balham storm relief | Storm discharge at CSO | TQ2712070900 | Graveney | GB106039023460 | Wandle (Croydon to Wandsworth) and the Graveney | Inland | Yes-Confirmed | Yes | No | 0 | No | 0 | No | 0 | No | 0 | No | 0 | No | 0 | No | N/A | 0 | No | No | No | N/A | N/A | N/A | No | Not asset maintenance - Hydraulic capacity | Surface Water | N | Y | N | N | N | N | N | Y | N | Sewer Capacity Increase | No | Yes | Yes | No | No | No | 10 | 0 | Yes | No | No | N | AMP 09 | 0 | AMP 09 | AMP 09 | 0 | N/A |  | 0 | 0 | 0 | 0 | 0 | 0 | 61 | 98.75 | 94.86 | N/A | N/A | N/A | 68 | 153.94 | 98.29 | 51 | 87.38 | 83.67 | [12 empty] | Y |  | 0
ThW0305 | Thames Water | CSAB.0555 | SHAD, THAMES PS, LONDON | 10555 | Shad Thames (Bermondsey) Storm SPS | Storm discharge at SPS | TQ3392080000 | R.THAMES ( TIDAL ) | GB530603911402 | THAMES MIDDLE | Transitional | No | No | No | 0 | No | 0 | No | 0 | No | 0 | No | 0 | No | 0 | No | N/A | 0 | No | No | No | N/A | N/A | N/A | No | 0 | Surface Water | N | Y | N | N | N | N | N | Y | N | N | Yes | No | No | No | Yes | Yes | 10 | 0 | No | No | No | N | AMP 11 | 0 | AMP 11 | AMP 11 | Improvements at this site are profiled in line with HMG targets timescales to balance deliverability and affordability considerations, and we will be reviewing the profiling as new information will become available. | AMP 11 |  | 0 | 0 | 0 | 0 | 0 | 0 | 10 | 17.75 | 99.99 | N/A | N/A | N/A | 30 | 86.24 | 99.7 | 61 | 49.87 | 99.64 | [12 empty] | Y |  | 0
ThW0306 | Thames Water | TEMP.2921 | Streatham Storm Relief B | TEMP.2921 | Streatham storm relief | Storm discharge at CSO | TQ2906070410 | Graveney | GB106039023460 | Wandle (Croydon to Wandsworth) and the Graveney | Inland | Yes-Confirmed | No | No | 0 | No | 0 | No | 0 | No | 0 | No | 0 | No | 0 | No | N/A | 0 | No | No | No | N/A | N/A | N/A | No | N/A - Ongoing investigation | Surface Water | N | N | N | N | N | Y | N | Y | N | Sewer Capacity Increase | Yes | Yes | Yes | No | Yes | Yes | 10 | 0 | Yes | No | No | N | AMP 08 | 0 | AMP 08 | AMP 08 | 0 | AMP 08 |  | 0 | 0 | N | N | 0 | 0 | 61 | 105.75 | 99.18 | N/A | N/A | N/A | 50 | 134.99 | 92.75 | 100 | 170.16 | 69.23 | [12 empty] | Y |  | 0
ThW0307 | Thames Water | CSSA.0383 | WANDSWORTH, LONDON SW11 | 383N | Jews row pumping station (falconbrook storm relief) | Storm discharge at SPS | TQ2592075420 | THAMES TIDAL | GB530603911403 | THAMES UPPER | Transitional | No | No | No | 0 | No | 0 | No | 0 | No | 0 | No | 0 | No | 0 | No | N/A | 0 | No | No | No | N/A | N/A | N/A | No | 0 | Surface Water | N | Y | N | N | N | N | N | Y | N | Sewer Capacity Increase | Yes | No | No | No | Yes | Yes | 10 | 0 | No | No | No | Pending investigation | AMP 12 | 0 | AMP 12 | AMP 12 | Improvements at this site are profiled in line with HMG targets timescales to balance deliverability and affordability considerations, and we will be reviewing the profiling as new information will become available. | AMP 12 |  | 0 | 0 | 0 | 0 | 0 | 0 | 16 | 62.7 | 80.17 | N/A | N/A | N/A | 3 | 1.48 | 80.24 | 0 | 0 | 95.95 | [12 empty] | Y |  | 0
ThW0308 | Thames Water | TEMP.2555 | CSO AT DUNTSHILL ROAD | TEMP.2555 | Duntshill road | Storm discharge at CSO | TQ2580073070 | RIVER WANDLE | GB106039023460 | Wandle (Croydon to Wandsworth) and the Graveney | Inland | Yes-Confirmed | No | No | 0 | No | 0 | No | 0 | No | 0 | Yes | River Wandle | Yes | River Wandle | No | N/A | 0 | No | No | No | N/A | N/A | N/A | No | 0 | Surface Water | N | Y | N | N | N | N | N | Y | N | Sewer Capacity Increase | Yes | Yes | Yes | No | No | Yes | 10 | 0 | Yes | No | No | Pending investigation | AMP 09 | 0 | AMP 09 | AMP 09 | 0 | AMP 09 |  | 0 | 0 | 0 | 0 | 0 | 0 | 1 | 0.75 | 100 | 0 | 0 | 100 | 3 | 2.63 | 96.39 | 1 | 1.28 | 99.99 | [12 empty] | Y |  | 0
ThW0309 | Thames Water | TEMP.2922 | Streatham Vale Storm Relief | TEMP.2922 | Streatham vale storm relief | Storm discharge at CSO | TQ2942070070 | RIVER GRAVENEY | GB106039023460 | Wandle (Croydon to Wandsworth) and the Graveney | Inland | Yes-Confirmed | No | No | 0 | No | 0 | No | 0 | No | 0 | No | 0 | No | 0 | No | N/A | 0 | No | No | No | N/A | N/A | N/A | No | 0 | Surface Water | N | N | N | N | N | N | N | Y | N | Sewer Capacity Increase | Yes | Yes | Yes | No | Yes | Yes | 10 | 0 | Yes | No | No | N | AMP 08 | 0 | AMP 08 | AMP 08 | 0 | AMP 08 |  | 0 | 0 | N | N | 0 | 0 | 14 | 14.25 | 99.79 | N/A | N/A | N/A | 18 | 23.94 | 98.18 | 7 | 8.04 | 100 | [12 empty] | Y |  | 0
ThW0310 | Thames Water | CSAB.0556 | SW STORM RELIEF SEWER, LONDON | 10556 | Sw storm relief sewer, london | Storm discharge at CSO | TQ2955077720 | R.THAMES ( TIDAL ) | GB530603911402 | THAMES MIDDLE | Transitional | No | No | No | 0 | No | 0 | No | 0 | No | 0 | No | 0 | No | 0 | No | N/A | 0 | No | No | No | N/A | N/A | N/A | No | Not asset maintenance - Hydraulic capacity | Surface Water | N | Y | N | N | N | N | N | Y | N | N | No | No | No | No | No | No | 10 | 0 | No | No | No | N | AMP 07 | 0 | AMP 07 | AMP 07 | Improvement planned to be delivered to a faster timeline by capturing benefits of Thames Tideway Tunnel delivery | N/A |  | 0 | 0 | 0 | 0 | 0 | 0 | 32 | 394.44 | 90.94 | N/A | N/A | N/A | 33 | 64.76 | 66.4 | 106 | 547.53 | 100 | [12 empty] | Y |  | 0
ThW0311 | Thames Water | CSAB.0546 | WANDLE VALLEY, LONDON | 10546 | Jews Row Wandle Valley storm relief | Storm discharge at CSO | TQ2594075450 | R.THAMES ( TIDAL ) | GB530603911403 | THAMES UPPER | Transitional | No | No | No | 0 | No | 0 | No | 0 | No | 0 | No | 0 | No | 0 | No | N/A | 0 | No | No | No | N/A | N/A | N/A | No | 0 | Surface Water | N | Y | N | N | N | N | N | Y | N | Sewer Capacity Increase | Yes | No | No | No | Yes | Yes | 10 | 0 | No | No | No | Pending investigation | AMP 12 | 0 | AMP 12 | AMP 12 | Improvements at this site are profiled in line with HMG targets timescales to balance deliverability and affordability considerations, and we will be reviewing the profiling as new information will become available. | AMP 12 |  | 0 | 0 | 0 | 0 | 0 | 0 | 1 | 2.37 | 99.91 | N/A | N/A | N/A | 20 | 202.58 | 97.53 | 2 | 1.65 | 99.98 | [12 empty] | Y |  | 0
ThW0312 | Thames Water | CSAB.0554 | Brixton and Clapham Storm Relief | 10554 | Brixton and Clapham Storm Relief | Storm discharge at CSO | TQ3025078120 | R.THAMES ( TIDAL ) | GB530603911402 | THAMES MIDDLE | Transitional | No | No | No | 0 | No | 0 | No | 0 | No | 0 | No | 0 | No | 0 | No | N/A | 0 | No | No | No | N/A | N/A | N/A | No | Not asset maintenance - Hydraulic capacity | Surface Water | N | Y | N | N | N | N | N | Y | N | N | No | No | No | No | No | No | 10 | 0 | No | No | No | N | AMP 07 | 0 | AMP 07 | AMP 07 | Improvement planned to be delivered to a faster timeline by capturing benefits of Thames Tideway Tunnel delivery | N/A |  | 0 | 0 | 0 | 0 | 0 | 0 | 130 | 914.7 | 96.58 | 68 | 487.56 | 99 | 105 | 455.31 | 84.95 | 103 | 828.07 | 99.66 | [12 empty] | Y |  | 0
ThW0313 | Thames Water | TEMP.2986 | West Putney S R, Home Way | TEMP.2986 | West putney S R, horne way | Storm discharge at CSO | TQ2349076241 | Tidal Thames | GB530603911403 | THAMES UPPER | Transitional | No | No | No | 0 | No | 0 | No | 0 | No | 0 | No | 0 | Yes | Beverley Brook | No | N/A | 0 | No | No | No | N/A | N/A | N/A | No | 0 | Surface Water | N | Y | N | N | N | N | N | Y | N | N | No | Yes | Yes | No | No | No | 10 | 0 | Yes | No | No | Pending investigation | AMP 07 | 0 | AMP 07 | AMP 07 | Improvement planned to be delivered to a faster timeline by capturing benefits of Thames Tideway Tunnel delivery | N/A |  | 0 | 0 | 0 | 0 | 0 | 0 | 0 | 0 | 99.86 | N/A | N/A | N/A | 17 | 47.47 | 94.04 | 9 | 22.73 | 47.54 | [12 empty] | Y |  | 0
ThW0314 | Thames Water | TEMP.2223 | Westway Close | TEMP.2223 | Westway Close (Raynes Park) SPS | Storm discharge at SPS | TQ2280068700 | Old Pyl Ditch | GB106039022850 | Beverley Brook (Motspur Park to Thames) and Pyl Brook at West Barnes | Inland | Yes-Probable | No | No | 0 | No | 0 | No | 0 | No | 0 | No | 0 | No | 0 | No | N/A | 0 | No | No | No | N/A | N/A | N/A | No | 0 | Surface Water | N | Y | N | N | N | N | N | Y | N | N | Yes | Yes | Yes | No | Yes | Yes | 10 | 0 | Yes | No | No | N | AMP 09 | 0 | AMP 09 | AMP 09 | 0 | AMP 09 |  | 0 | 0 | 0 | 0 | 0 | 0 | 1 | 0.85 | 63.24 | N/A | N/A | N/A | 35 | 134.62 | 92.39 | 3 | 6.32 | 99.98 | [12 empty] | Y |  | 0
ThW0315 | Thames Water | TEMP.3044 | Worple Road, SW19 | TEMP.3044 | Worple road, sw19 | Storm discharge at CSO | TQ2380069800 | Beverley Brook | GB106039022850 | Beverley Brook (Motspur Park to Thames) and Pyl Brook at West Barnes | Inland | Yes-Probable | No | No | 0 | No | 0 | No | 0 | No | 0 | No | 0 | Yes | Beverley Brook | No | N/A | 0 | No | No | No | N/A | N/A | N/A | No | 0 | Surface Water | N | Y | N | N | N | N | N | Y | N | Sewer Capacity Increase | Yes | Yes | Yes | No | No | Yes | 10 | 0 | Yes | No | No | Pending investigation | AMP 09 | 0 | AMP 09 | AMP 09 | 0 | AMP 09 |  | 0 | 0 | 0 | 0 | 0 | 0 | 1 | 0.5 | 88.56 | N/A | N/A | N/A | 7 | 5.04 | 92.38 | 3 | 2.75 | 99.84 | [12 empty] | Y |  | 0
ThW0316 | Thames Water | CSAB.0522 | HEATH WALL PS, LONDON | COPA/10522 | Heathwall (Nine Elms) SPS & Storm SPS | Storm discharge at SPS | TQ2953077720 | R.THAMES ( TIDAL ) | GB530603911402 | THAMES MIDDLE | Transitional | No | No | No | 0 | No | 0 | No | 0 | No | 0 | No | 0 | No | 0 | No | N/A | 0 | No | No | No | N/A | N/A | N/A | No | 0 | Surface Water | N | Y | N | N | N | N | N | Y | N | N | No | No | No | No | No | No | 10 | 0 | No | No | No | N | AMP 07 | 0 | AMP 07 | AMP 07 | Improvement planned to be delivered to a faster timeline by capturing benefits of Thames Tideway Tunnel delivery | N/A |  | 0 | 0 | 0 | 0 | 0 | 0 | 43 | 135.75 | 99.98 | 21 | 58.58 | 100 | 45 | 211.29 | 99.67 | 31 | 267.2 | 99.63 | [12 empty] | Y |  | 0
ThW0317 | Thames Water | TEMP.2438 | Frogmore Storm Relief (River Wandle) | TEMP.2438 | Frogmore Storm Relief (River Wandle) | Storm discharge at CSO | TQ2540074900 | Wandle | GB106039023460 | Wandle (Croydon to Wandsworth) and the Graveney | Inland | Yes-Confirmed | No | No | 0 | No | 0 | No | 0 | No | 0 | Yes | 0 | No | 0 | No | N/A | 0 | No | No | No | N/A | N/A | N/A | No | Not asset maintenance - Hydraulic capacity | Surface Water | N | Y | N | N | N | N | N | Y | N | N | No | Yes | Yes | No | No | No | 10 | 0 | Yes | No | No | N | AMP 07 | 0 | AMP 07 | AMP 07 | Improvement planned to be delivered to a faster timeline by capturing benefits of Thames Tideway Tunnel delivery | N/A |  | 0 | 0 | 0 | 0 | 0 | 0 | 61 | 225.36 | 73.32 | 31 | 183.3 | 95 | 71 | 531.89 | 70.49 | 57 | 290.36 | 99.14 | [12 empty] | Y |  | 0
ThW0318 | Thames Water | TEMP.2381 | Beddington | TEMP.2381 | Beddington STW | Storm discharge at STW | TQ2830066800 | Beddington effluent carrier/Wa | GB106039023460 | Wandle (Croydon to Wandsworth) and the Graveney | Inland | Yes-Confirmed | No | No | 0 | No | 0 | No | 0 | No | 0 | No | 0 | No | 0 | No | N/A | 0 | No | No | No | N/A | N/A | N/A | No | 0 | Surface Water | Y | N | N | N | N | N | N | N | N | Surface Water Separation | Yes | Yes | Yes | No | Yes | No | 10 | 0 | Yes | No | No | N | AMP 10 | 0 | AMP 10 | AMP 10 | 0 | N/A |  | 0 | 0 | 0 | 0 | 0 | 0 | 7 | 36.75 | 99.95 | 7 | 22.43 | 100 | 18 | 101.5 | 98.47 | 31 | 181.85 | 99.99 | [12 empty] | Y |  | 0
ThW0319 | Thames Water | CSAB.0557 | FALCON BROOK PS, LONDON | COPA/10557 | Falconsbrook (Battersea) Storm SPS | Storm discharge at SPS | TQ2648076020 | R.THAMES ( TIDAL ) | GB530603911403 | THAMES UPPER | Transitional | No | No | No | 0 | No | 0 | No | 0 | No | 0 | No | 0 | No | 0 | No | N/A | 0 | No | No | No | N/A | N/A | N/A | No | Not asset maintenance - Hydraulic capacity | Surface Water | N | Y | N | N | N | N | N | Y | N | N | No | No | No | No | No | No | 10 | 0 | No | No | No | N | AMP 07 | 0 | AMP 07 | AMP 07 | Improvement planned to be delivered to a faster timeline by capturing benefits of Thames Tideway Tunnel delivery | N/A |  | 0 | 0 | 0 | 0 | 0 | 0 | 34 | 75.9 | 99.69 | 27 | 125.36 | 100 | 88 | 466.11 | 99.73 | 55 | 947.93 | 100 | [12 empty] | Y |  | 0
ThW0320 | Thames Water | CSAB.0554 | Brixton and Clapham Storm Relief | 10554 | Brixton and Clapham Storm Relief | Storm discharge at CSO | TQ3023078090 | R.THAMES ( TIDAL ) | GB530603911402 | THAMES MIDDLE | Transitional | No | No | No | 0 | No | 0 | No | 0 | No | 0 | No | 0 | No | 0 | No | N/A | 0 | No | No | No | N/A | N/A | N/A | No | 0 | Surface Water | N | Y | N | N | N | N | N | Y | N | N | No | No | No | No | No | No | 10 | 0 | No | No | No | N | AMP 07 | 0 | AMP 07 | AMP 07 | Improvement planned to be delivered to a faster timeline by capturing benefits of Thames Tideway Tunnel delivery | N/A |  | 0 | 0 | 0 | 0 | 0 | 0 | 22 | 28.27 | 99.97 | 13 | 22.49 | 100 | 13 | 22.9 | 98.36 | 7 | 6.36 | 100 | [12 empty] | Y |  | 0
ThW0321 | Thames Water | CASM.0042 | HOGSMILL A WWTW | S/WR42 | Hogsmill STW | Storm discharge at STW | TQ1920068560 | HOGSMILL RIVER | GB106039017440 | Hogsmill | Inland | Yes-Probable | No | No | 0 | No | 0 | No | 0 | No | 0 | Yes | Hogsmill River | Yes | Hogsmill River | No | N/A | 0 | No | No | No | N/A | N/A | N/A | No | 0 | Surface Water | N | Y | N | N | N | N | N | Y | N | N | Yes | Yes | Yes | No | Yes | Yes | 10 | 0 | Yes | No | No | N | AMP 09 | 0 | AMP 09 | AMP 09 | 0 | AMP 09 | Y | Y | 0 | 0 | 0 | 0 | 0 | 33 | 186.75 | 98.94 | 9 | 70.45 | 41 | 10 | 95.38 | 26.24 | 30 | 257.43 | 99.8 | [12 empty] | Y | 2025 | 0
ThW0322 | Thames Water | TEMP.2870 | Road A217, Burgh Heath | TEMP.2870 | Road A217, burgh heath | Storm discharge at CSO | TQ2415057390 | Watercourse/soakaway | GB106039023460 | Wandle (Croydon to Wandsworth) and the Graveney | Inland | Yes-Confirmed | No | No | 0 | No | 0 | No | 0 | No | 0 | No | 0 | No | 0 | No | N/A | 0 | No | No | No | N/A | N/A | N/A | No | 0 | Surface Water | N | Y | N | N | N | N | N | Y | N | Sewer Capacity Increase | Yes | Yes | Yes | No | No | Yes | 10 | 0 | Yes | No | No | Pending investigation | AMP 09 | 0 | AMP 09 | AMP 09 | 0 | AMP 09 |  | 0 | 0 | 0 | 0 | 0 | 0 | 1 | 0.75 | 99.07 | N/A | N/A | N/A | 2 | 5.56 | 85.48 | 2 | 10.37 | 100 | [12 empty] | Y |  | 0
ThW0323 | Thames Water | TEMP.1273 | Kingston Main | TEMP.1273 | Kingston Main SPS | Storm discharge at SPS | TQ1780069601 | Thames | GB106039023232 | Thames (Egham to Teddington) | Inland | No | No | No | 0 | No | 0 | No | 0 | No | 0 | No | 0 | Yes | River Thames | No | N/A | 0 | No | No | No | N/A | N/A | N/A | No | 0 | Surface Water | N | Y | N | N | N | N | N | Y | N | N | Yes | Yes | Yes | No | No | Yes | 10 | 0 | Yes | No | No | Pending investigation | AMP 09 | 0 | AMP 09 | AMP 09 | 0 | AMP 09 |  | 0 | 0 | 0 | 0 | 0 | 0 | 1 | 1.25 | 99.42 | 1 | 0.76 | 100 | 6 | 10.9 | 97.1 | 3 | 6.25 | 100 | [12 empty] | Y |  | 0
ThW0324 | Thames Water | CTCR.0519 | MANOR DRIVE STORM TANKS | 519 | Manor drive stormwater tanks | Storm discharge at CSO | TQ2108063580 | HOGSMILL | GB106039017440 | Hogsmill | Inland | Yes-Probable | No | No | 0 | No | 0 | No | 0 | No | 0 | Yes | Hogsmill River | No | 0 | No | N/A | 0 | No | No | No | N/A | N/A | N/A | No | 0 | Surface Water | N | Y | N | N | N | N | N | Y | N | Sewer Capacity Increase | Yes | Yes | Yes | No | Yes | Yes | 10 | 0 | Yes | No | No | N | AMP 09 | 0 | AMP 09 | AMP 09 | 0 | AMP 09 |  | 0 | 0 | 0 | 0 | 0 | 0 | 9 | 18.25 | 99.61 | 4 | 5.85 | 100 | 18 | 39.5 | 98.18 | 13 | 34.32 | 100 | [12 empty] | Y |  | 0
ThW0325 | Thames Water | CTCP.0585 | EPSOM STORM TANKS | P585 | Epsom storm tanks | Storm discharge at CSO | TQ2108062140 | GREEN LANES STREAM | GB106039017440 | Hogsmill | Inland | Yes-Probable | No | No | 0 | No | 0 | No | 0 | No | 0 | No | 0 | No | 0 | No | N/A | 0 | No | No | No | N/A | N/A | N/A | No | 0 | Surface Water | N | Y | N | N | N | N | N | Y | N | Sewer Capacity Increase | Yes | Yes | Yes | No | Yes | Yes | 10 | 0 | Yes | No | No | Pending investigation | AMP 09 | 0 | AMP 09 | AMP 09 | 0 | AMP 09 |  | 0 | 0 | 0 | 0 | 0 | 0 | 6 | 4 | 71.22 | 0 | 0 | 0 | N/A | N/A | N/A | N/A | N/A | N/A | [12 empty] | Y |  | 0
ThW0326 | Thames Water | TEMP.2938 | CSO AT ST JAMES'S ROAD | TEMP.2938 | St james's road | Storm discharge at CSO | TQ1801068960 | Hogsmill River | GB106039017440 | Hogsmill | Inland | Yes-Probable | No | No | 0 | No | 0 | No | 0 | No | 0 | Yes | Hogsmill River | Yes | Hogsmill River | No | N/A | 0 | No | No | No | N/A | N/A | N/A | No | 0 | Surface Water | N | Y | N | N | N | N | N | Y | N | Sewer Capacity Increase | Yes | Yes | Yes | No | No | Yes | 10 | 0 | Yes | No | No | Pending investigation | AMP 09 | 0 | AMP 09 | AMP 09 | 0 | AMP 09 |  | 0 | 0 | 0 | 0 | 0 | 0 | 4 | 3.57 | 99.61 | 1 | 0.63 | 100 | 3 | 5.83 | 93.42 | 3 | 5.75 | 91.69 | [12 empty] | Y |  | 0
ThW0327 | Thames Water | TEMP.2843 | CSO AT PORTSMOUTH/UXBRIDGE ROAD | TEMP.2843 | Portsmouth road, uxbridge road | Storm discharge at CSO | TQ1767068010 | RIVER THAMES | GB106039023232 | Thames (Egham to Teddington) | Inland | No | No | No | 0 | No | 0 | No | 0 | No | 0 | No | 0 | No | 0 | No | N/A | 0 | No | No | No | N/A | N/A | N/A | No | 0 | Surface Water | N | Y | N | N | N | N | N | Y | N | Sewer Capacity Increase | Yes | Yes | Yes | No | Yes | Yes | 10 | 0 | Unknown | No | No | Pending investigation | AMP 09 | 0 | AMP 09 | AMP 09 | 0 | AMP 09 |  | 0 | 0 | 0 | 0 | 0 | 0 | 5 | 5.47 | 97.82 | 3 | 2.71 | 98 | 7 | 10.45 | 85.66 | 15 | 58.48 | 99.71 | [12 empty] | Y |  | 0
ThW0328 | Thames Water | TEMP.0844 | Dorking Road | TEMP.0844 | Dorking Road (Tadworth) SPS | Storm discharge at SPS | TQ2290054800 | Buckland Brook | GB106039023460 | Wandle (Croydon to Wandsworth) and the Graveney | Inland | Yes-Confirmed | No | No | 0 | No | 0 | No | 0 | No | 0 | No | 0 | No | 0 | No | N/A | 0 | No | No | No | N/A | N/A | N/A | No | 0 | Surface Water | N | Y | N | N | N | N | N | Y | N | N | Yes | Yes | Yes | No | No | Yes | 10 | 0 | Yes | No | No | Pending investigation | AMP 09 | 0 | AMP 09 | AMP 09 | 0 | AMP 09 |  | 0 | 0 | 0 | 0 | 0 | 0 | 4 | 38 | 66.39 | N/A | N/A | 0 | 5 | 46.93 | 98.9 | 8 | 85.63 | 100 | [12 empty] | Y |  | 0
ThW0329 | Thames Water | TEMP.1739 | Priory Road, Dartford (Foul) | TEMP.1739 | Priory Road South (Dartford) SPS | Storm discharge at SPS | TQ5390074600 | Darent | GB530603911402 | THAMES MIDDLE | Transitional | No | No | No | 0 | No | 0 | No | 0 | No | 0 | Yes | River Darent | No | 0 | No | N/A | 0 | No | No | No | N/A | N/A | N/A | No | 0 | Surface Water | N | Y | N | N | N | N | N | Y | N | N | Yes | Yes | Yes | No | No | Yes | 10 | 0 | Yes | No | No | Pending investigation | AMP 11 | 0 | AMP 11 | AMP 11 | Improvements at this site are profiled in line with HMG targets timescales to balance deliverability and affordability considerations, and we will be reviewing the profiling as new information will become available. | AMP 11 |  | 0 | 0 | 0 | 0 | 0 | 0 | 2 | 4.75 | 97.53 | N/A | N/A | N/A | 0 | 0 | 100 | 0 | 0 | 100 | [12 empty] | Y |  | 0
ThW0330 | Thames Water | CNTD.0067 | LONG REACH WWTW | D67 | Long Reach STW | Storm discharge at STW | TQ5563076920 | TIDAL RIVER THAMES | GB530603911402 | THAMES MIDDLE | Transitional | No | No | No | 0 | No | 0 | No | 0 | No | 0 | No | 0 | No | 0 | No | N/A | 0 | No | No | No | N/A | N/A | N/A | No | Performance - Asset configuration (e.g. PS/rising main/storm tanks) | Surface Water | Y | N | N | N | N | N | N | Y | N | Surface Water Separation | Yes | No | No | No | Yes | Yes | 10 | 0 | No | No | No | N | AMP 12 | 0 | AMP 12 | AMP 12 | Improvements at this site are profiled in line with HMG targets timescales to balance deliverability and affordability considerations, and we will be reviewing the profiling as new information will become available. | AMP 12 | Y | 0 | 0 | 0 | 0 | 0 | 0 | 42 | 407.87 | 99.79 | 8 | 58.33 | 100 | 44 | 418.8 | 97.38 | 73 | 781.73 | 99.73 | [12 empty] | Y |  | 0
ThW0331 | Thames Water | CSSA.0354 | CSO AT CROFTON ROAD | 354N | Crofton road, sunnydale | Storm discharge at CSO | TQ4350065850 | KYD BROOK | GB106039023290 | Quaggy | Inland | Yes-Probable | No | No | 0 | No | 0 | No | 0 | No | 0 | No | 0 | No | 0 | No | N/A | 0 | No | No | No | N/A | N/A | N/A | No | 0 | Surface Water | N | Y | N | N | N | N | N | Y | N | Sewer Capacity Increase | Yes | Yes | Yes | No | Yes | Yes | 10 | 0 | Yes | No | No | N | AMP 08 | 0 | AMP 08 | AMP 08 | 0 | AMP 08 |  | 0 | 0 | N | N | 0 | 0 | 45 | 148.75 | 96.42 | 31 | 95.21 | 100 | 37 | 152.84 | 95.07 | 39 | 166.41 | 100 | [12 empty] | Y |  | 0
ThW0332 | Thames Water | CGLR.0019 | SOUTH NORWOOD CSO | 19/SN | South norwood | Storm discharge at CSO | TQ3517068550 | CHAFFINCH BROOK | GB106039023250 | Pool River | Inland | Yes-Confirmed | No | No | 0 | No | 0 | No | 0 | No | 0 | No | 0 | No | 0 | No | N/A | 0 | No | No | No | N/A | N/A | N/A | No | 0 | Surface Water | N | Y | N | N | N | N | N | Y | N | Sewer Capacity Increase | Yes | Yes | Yes | No | Yes | Yes | 10 | 0 | Yes | No | No | N | AMP 09 | 0 | AMP 09 | AMP 09 | 0 | AMP 09 |  | 0 | 0 | 0 | 0 | 0 | 0 | 13 | 25 | 99.34 | N/A | N/A | N/A | 20 | 45.93 | 94.16 | 6 | 16.59 | 66.71 | [12 empty] | Y |  | 0
ThW0333 | Thames Water | TEMP.2537 | Dartford Creek Storm | TEMP.2537 | Dartford creek storm | Storm discharge at CSO | TQ5370075500 | Darent/dartford Creek | GB530603911402 | THAMES MIDDLE | Transitional | No | No | No | 0 | No | 0 | No | 0 | No | 0 | No | 0 | No | 0 | No | N/A | 0 | No | No | No | N/A | N/A | N/A | No | 0 | Surface Water | N | Y | N | N | N | N | N | Y | N | Sewer Capacity Increase | Yes | No | No | No | Yes | Yes | 10 | 0 | No | No | No | N | AMP 12 | 0 | AMP 12 | AMP 12 | Improvements at this site are profiled in line with HMG targets timescales to balance deliverability and affordability considerations, and we will be reviewing the profiling as new information will become available. | AMP 12 |  | 0 | 0 | 0 | 0 | 0 | 0 | 0 | 0 | 0 | N/A | N/A | 0 | N/A | N/A | 0 | 79 | 241.6 | 30.91 | [12 empty] | Y |  | 0
ThW0334 | Thames Water | CANM.0917 | OUTSIDE 135 LEESIDE CRESCENT | N/WR0917 | Outside 135 leeside crescent (formerly brookside road, golders green) | Storm discharge at CSO | TQ2427088380 | THE DECOY BROOK | GB106039022980 | Dollis Brook and Upper Brent | Inland | Yes-Confirmed | No | No | 0 | No | 0 | No | 0 | No | 0 | No | 0 | No | 0 | No | N/A | 0 | No | No | No | N/A | N/A | N/A | No | 0 | Surface Water | N | N | N | N | N | N | N | Y | N | Sewer Capacity Increase | Yes | Yes | Yes | No | Yes | Yes | 10 | 0 | Yes | No | No | N | AMP 08 | 0 | AMP 08 | AMP 08 | 0 | AMP 08 |  | 0 | 0 | N | N | 0 | 0 | 19 | 24.24 | 97.17 | N/A | N/A | N/A | 16 | 25.82 | 73.27 | 10 | 12.62 | 97.3 | [12 empty] | Y |  | 0
ThW0335 | Thames Water | TEMP.2413 | BRENTFIELD GARDENS CSO B | TEMP.2413 | Brentfield gardens 2 | Storm discharge at CSO | TQ2356087970 | RIVER BRENT | GB106039022980 | Dollis Brook and Upper Brent | Inland | Yes-Confirmed | No | No | 0 | No | 0 | No | 0 | No | 0 | No | 0 | No | 0 | No | N/A | 0 | No | No | No | N/A | N/A | N/A | No | 0 | Surface Water | N | N | N | N | N | N | N | Y | N | Sewer Capacity Increase | Yes | Yes | Yes | No | Yes | Yes | 10 | 0 | Yes | No | No | N | AMP 09 | 0 | AMP 09 | AMP 09 | 0 | AMP 09 |  | 0 | 0 | 0 | 0 | 0 | 0 | 31 | 65.25 | 98.47 | 21 | 53.73 | 97 | 19 | 46.17 | 98.9 | 3 | 1.82 | 78.9 | [12 empty] | Y |  | 0
ThW0336 | Thames Water | Surrendered permit | PETERSHAM ROAD, LONDON | 10525 | Petersham road | Storm discharge at CSO | N/A | N/A | N/A | N/A | N/A | N/A | N/A | N/A | N/A | N/A | N/A | N/A | N/A | N/A | N/A | N/A | N/A | N/A | N/A | N/A | N/A | N/A | N/A | N/A | N/A | N/A | N/A | N/A | N/A | N/A | N/A | N/A | N/A | N/A | N/A | N/A | N/A | N/A | N/A | N/A | N/A | N/A | N/A | N/A | N/A | N/A | N/A | N/A | N/A | N/A | N/A | N/A | N/A | N/A | N/A | N/A | N/A | N/A | N/A | N/A | N/A | N/A | N/A | N/A | N/A | N/A | N/A | N/A | N/A | N/A | N/A | N/A | N/A | N/A | N/A | N/A | N/A | N/A | N/A | N/A | N/A | N/A | N/A | N/A | N/A | N/A | N/A | N/A | N/A | N/A | N/A | N/A | N/A
ThW0337 | Thames Water | TEMP.2837 | Priory Lane Storm, Mortlake | TEMP.2837 | Priory lane storm, mortlake | Storm discharge at CSO | TQ2150075520 | Beverley Brook | GB106039022850 | Beverley Brook (Motspur Park to Thames) and Pyl Brook at West Barnes | Inland | Yes-Probable | No | No | 0 | No | 0 | No | 0 | No | 0 | No | 0 | Yes | Beverley Brook | No | N/A | 0 | No | No | No | N/A | N/A | N/A | No | 0 | Surface Water | N | Y | N | N | N | N | N | Y | N | Sewer Capacity Increase | Yes | Yes | Yes | No | Yes | Yes | 10 | 0 | Yes | No | No | N | AMP 09 | 0 | AMP 09 | AMP 09 | 0 | AMP 09 |  | 0 | 0 | 0 | 0 | 0 | 0 | 13 | 19 | 99.85 | N/A | N/A | N/A | 23 | 57.66 | 98.88 | 6 | 9.9 | 100 | [12 empty] | Y |  | 0
ThW0338 | Thames Water | TEMP.2369 | Anyand Park Road, Twickenham | TEMP.2369 | Anyand park road, twickenham | Storm discharge at CSO | TQ1650073900 | Tidal Thames | GB530603911403 | THAMES UPPER | Transitional | No | No | No | 0 | No | 0 | No | 0 | No | 0 | No | 0 | No | 0 | No | N/A | 0 | No | No | No | N/A | N/A | N/A | No | 0 | Surface Water | N | Y | N | N | N | N | N | Y | N | Sewer Capacity Increase | Yes | No | No | No | No | Yes | 10 | 0 | No | No | No | Pending investigation | AMP 11 | 0 | AMP 11 | AMP 11 | Improvements at this site are profiled in line with HMG targets timescales to balance deliverability and affordability considerations, and we will be reviewing the profiling as new information will become available. | AMP 11 |  | 0 | 0 | 0 | 0 | 0 | 0 | 0 | 0 | 99.42 | 0 | 0 | 100 | 0 | 0 | 80.27 | 0 | 0 | 80.78 | [12 empty] | Y |  | 0
ThW0339 | Thames Water | TEMP.2367 | Allendale Road | TEMP.2367 | Allendale road | Storm discharge at CSO | TQ1648084910 | Wembley Brook | GB106039023590 | Lower Brent | Inland | Yes-Probable | No | No | 0 | No | 0 | No | 0 | No | 0 | No | 0 | No | 0 | No | N/A | 0 | No | No | No | N/A | N/A | N/A | No | 0 | Surface Water | N | Y | N | N | N | N | N | Y | N | Sewer Capacity Increase | Yes | Yes | Yes | No | No | Yes | 10 | 0 | Yes | No | No | Pending investigation | AMP 09 | 0 | AMP 09 | AMP 09 | 0 | AMP 09 |  | 0 | 0 | 0 | 0 | 0 | 0 | 0 | 0 | 99.73 | 0 | 0 | 74 | 0 | 0 | 76.16 | 0 | 0 | 100 | [12 empty] | Y |  | 0
ThW0340 | Thames Water | TEMP.2592 | CSO AT FIELD END ROAD STORM | TEMP.2592 | Field end rd storm (harrow) | Storm discharge at CSO | TQ1235085740 | Yeading Brook East | GB106039023051 | Yeading Brook | Inland | Yes-Confirmed | No | No | 0 | No | 0 | No | 0 | No | 0 | No | 0 | No | 0 | No | N/A | 0 | No | No | No | N/A | N/A | N/A | No | 0 | Surface Water | N | Y | N | N | N | N | N | Y | N | Sewer Capacity Increase | Yes | Yes | Yes | No | No | Yes | 10 | 0 | Yes | No | No | Pending investigation | AMP 09 | 0 | AMP 09 | AMP 09 | 0 | AMP 09 |  | 0 | 0 | 0 | 0 | 0 | 0 | 1 | 2.5 | 99.79 | 1 | 3.41 | 90 | 1 | 0.93 | 97.17 | 1 | 1.54 | 100 | [12 empty] | Y |  | 0
ThW0341 | Thames Water | TEMP.1929 | South Ealing Road, W5 | TEMP.1929 | South Ealing Road (South Ealing) SPS | Storm discharge at SPS | TQ1800079000 | River Brent | GB106039023590 | Lower Brent | Inland | Yes-Probable | No | No | 0 | No | 0 | No | 0 | No | 0 | No | 0 | No | 0 | No | N/A | 0 | No | No | No | N/A | N/A | N/A | No | 0 | Surface Water | N | Y | N | N | N | N | N | Y | N | N | Yes | Yes | Yes | No | No | Yes | 10 | 0 | Yes | No | No | Pending investigation | AMP 10 | 0 | AMP 10 | AMP 10 | 0 | AMP 10 |  | 0 | 0 | 0 | 0 | 0 | 0 | 6 | 5.1 | 77.97 | N/A | N/A | N/A | 0 | 0 | 26.35 | 3 | 1.02 | 96.19 | [12 empty] | Y |  | 0
ThW0342 | Thames Water | EPRAB3796VT | HANGER LANE CSO | EPR/AB3796VT | Hanger lane | Storm discharge at CSO | TQ1597078870 | RIVER BRENT | GB106039023590 | Lower Brent | Inland | Yes-Probable | No | No | 0 | No | 0 | No | 0 | No | 0 | No | 0 | No | 0 | No | N/A | 0 | No | No | No | N/A | N/A | N/A | No | 0 | Surface Water | N | Y | N | N | N | N | N | Y | N | Sewer Capacity Increase | Yes | Yes | Yes | No | Yes | Yes | 10 | 0 | Yes | No | No | Pending investigation | AMP 09 | 0 | AMP 09 | AMP 09 | 0 | AMP 09 |  | 0 | 0 | 0 | 0 | 0 | 0 | 0 | 0 | 0 | N/A | N/A | 0 | N/A | N/A | 0 | N/A | N/A | N/A | [12 empty] | Y |  | 0
ThW0343 | Thames Water | TEMP.2580 | Eastcote Avenue | TEMP.2580 | Eastcote avenue | Storm discharge at CSO | TQ1648084980 | Wembley Brook | GB106039023590 | Lower Brent | Inland | Yes-Probable | No | No | 0 | No | 0 | No | 0 | No | 0 | No | 0 | No | 0 | No | N/A | 0 | No | No | No | N/A | N/A | N/A | No | 0 | Surface Water | N | Y | N | N | N | N | N | Y | N | Sewer Capacity Increase | Yes | Yes | Yes | No | No | Yes | 10 | 0 | Yes | No | No | Pending investigation | AMP 09 | 0 | AMP 09 | AMP 09 | 0 | AMP 09 |  | 0 | 0 | 0 | 0 | 0 | 0 | 2 | 1.75 | 97.54 | 0 | 0 | 95 | 3 | 2.53 | 95.92 | 0 | 0 | 97.83 | [12 empty] | Y |  | 0
ThW0344 | Thames Water | TEMP.2904 | SSO, Junction Crane Valley / Bath R | TEMP.2904 | Sso, junction crane valley/bathroadse | Storm discharge at CSO | TQ1005077010 | RIVER CRANE | GB106039023030 | Crane | Inland | Yes-Confirmed | No | No | 0 | No | 0 | No | 0 | No | 0 | No | 0 | No | 0 | No | N/A | 0 | No | No | No | N/A | N/A | N/A | No | 0 | Surface Water | N | Y | N | N | N | N | N | Y | N | Sewer Capacity Increase | Yes | Yes | Yes | No | No | Yes | 10 | 0 | Yes | No | No | Pending investigation | AMP 09 | 0 | AMP 09 | AMP 09 | 0 | AMP 09 |  | 0 | 0 | 0 | 0 | 0 | 0 | 3 | 3.25 | 100 | N/A | N/A | N/A | 0 | 0 | 98.14 | 0 | 0 | 100 | [12 empty] | Y |  | 0
ThW0345 | Thames Water | CASM.0249 | KEW PS, WEST HALL ROAD, KEW | S/WR249 | Kew Transfer SPS | Storm discharge at SPS | TQ1980077000 | TIDAL RIVER THAMES | GB530603911403 | THAMES UPPER | Transitional | No | No | No | 0 | No | 0 | No | 0 | No | 0 | No | 0 | No | 0 | No | N/A | 0 | No | No | No | N/A | N/A | N/A | No | 0 | Surface Water | N | Y | N | N | N | N | N | Y | N | N | Yes | No | No | No | Yes | Yes | 10 | 0 | No | No | No | N | AMP 11 | 0 | AMP 11 | AMP 11 | Improvements at this site are profiled in line with HMG targets timescales to balance deliverability and affordability considerations, and we will be reviewing the profiling as new information will become available. | AMP 11 |  | 0 | 0 | 0 | 0 | 0 | 0 | 0 | 0 | 99.87 | 0 | 0 | 100 | 22 | 243.31 | 99.71 | 20 | 104.52 | 99.99 | [12 empty] | Y |  | 0
ThW0346 | Thames Water | TEMP.2610 | Garden Way | TEMP.2610 | Garden way | Storm discharge at CSO | TQ1998084510 | RIVER BRENT | GB106039023590 | Lower Brent | Inland | Yes-Probable | No | No | 0 | No | 0 | No | 0 | No | 0 | No | 0 | No | 0 | No | N/A | 0 | No | No | No | N/A | N/A | N/A | No | 0 | Surface Water | N | Y | N | N | N | N | N | Y | N | Sewer Capacity Increase | Yes | Yes | Yes | No | No | Yes | 10 | 0 | Yes | No | No | Pending investigation | AMP 09 | 0 | AMP 09 | AMP 09 | 0 | AMP 09 |  | 0 | 0 | 0 | 0 | 0 | 0 | 0 | 0 | 100 | 0 | 0 | 97 | 0 | 0 | 98.73 | 0 | 0 | 100 | [12 empty] | Y |  | 0
ThW0347 | Thames Water | TEMP.2551 | District Road | TEMP.2551 | District road | Storm discharge at CSO | TQ1663085090 | Wembley Brook | GB106039023590 | Lower Brent | Inland | Yes-Probable | No | No | 0 | No | 0 | No | 0 | No | 0 | No | 0 | No | 0 | No | N/A | 0 | No | No | No | N/A | N/A | N/A | No | 0 | Surface Water | N | Y | N | N | N | N | N | Y | N | Sewer Capacity Increase | Yes | Yes | Yes | No | No | Yes | 10 | 0 | Yes | No | No | Pending investigation | AMP 09 | 0 | AMP 09 | AMP 09 | 0 | AMP 09 |  | 0 | 0 | 0 | 0 | 0 | 0 | 4 | 3.75 | 99.99 | 3 | 1.21 | 87 | 0 | 0 | 69.32 | 3 | 1.35 | 99.87 | [12 empty] | Y |  | 0
ThW0348 | Thames Water | TEMP.2125 | Trumpers Way, W7 | TEMP.2125 | Trumpers Way (Hanwell) SPS | Storm discharge at SPS | TQ1520079300 | River Brent | GB106039023590 | Lower Brent | Inland | Yes-Probable | No | No | 0 | No | 0 | No | 0 | No | 0 | No | 0 | No | 0 | No | N/A | 0 | No | No | No | N/A | N/A | N/A | No | 0 | Surface Water | N | Y | N | N | N | N | N | Y | N | N | Yes | Yes | Yes | No | Yes | Yes | 10 | 0 | Yes | No | No | N | AMP 09 | 0 | AMP 09 | AMP 09 | 0 | AMP 09 |  | 0 | 0 | 0 | 0 | 0 | 0 | 32 | 64.27 | 72.51 | N/A | N/A | N/A | 33 | 78.09 | 96.55 | 28 | 55.19 | 98.45 | [12 empty] | Y |  | 0
ThW0349 | Thames Water | TEMP.2944 | Sudbury Heights Ave, Allendale Road | TEMP.2944 | Sudbury heights ave, allendale road | Storm discharge at CSO | TQ1665084970 | Wembley Brook | GB106039023590 | Lower Brent | Inland | Yes-Probable | No | No | 0 | No | 0 | No | 0 | No | 0 | No | 0 | No | 0 | No | N/A | 0 | No | No | No | N/A | N/A | N/A | No | 0 | Surface Water | N | Y | N | N | N | N | N | Y | N | Sewer Capacity Increase | Yes | Yes | Yes | No | No | Yes | 10 | 0 | Yes | No | No | Pending investigation | AMP 09 | 0 | AMP 09 | AMP 09 | 0 | AMP 09 |  | 0 | 0 | 0 | 0 | 0 | 0 | 0 | 0 | 96.48 | N/A | N/A | N/A | 2 | 2.81 | 99.45 | 8 | 4.18 | 99.93 | [12 empty] | Y |  | 0
ThW0350 | Thames Water | CANM.1220 | HIGHFIELD RD JCT WITH BROOKSIDE RD | CANM.1220 | Highfield road jct with brookside road | Storm discharge at CSO | TQ2434088350 | DECOY BROOK | GB106039022980 | Dollis Brook and Upper Brent | Inland | Yes-Confirmed | No | No | 0 | No | 0 | No | 0 | No | 0 | No | 0 | No | 0 | No | N/A | 0 | No | No | No | N/A | N/A | N/A | No | 0 | Surface Water | N | Y | N | N | N | N | N | Y | N | Sewer Capacity Increase | Yes | Yes | Yes | No | No | Yes | 10 | 0 | Yes | No | No | Pending investigation | AMP 09 | 0 | AMP 09 | AMP 09 | 0 | AMP 09 |  | 0 | 0 | 0 | 0 | 0 | 0 | 1 | 0.75 | 95.23 | 0 | 0 | 100 | 0 | 0 | 98.34 | 0 | 0 | 99.78 | [12 empty] | Y |  | 0
ThW0351 | Thames Water | Surrendered permit | CSO AT UPPER RICHMOND ROAD | TEMP.2982 | Upper richmond road, priests bridge | Storm discharge at CSO | N/A | N/A | N/A | N/A | N/A | N/A | N/A | N/A | N/A | N/A | N/A | N/A | N/A | N/A | N/A | N/A | N/A | N/A | N/A | N/A | N/A | N/A | N/A | N/A | N/A | N/A | N/A | N/A | N/A | N/A | N/A | N/A | N/A | N/A | N/A | N/A | N/A | N/A | N/A | N/A | N/A | N/A | N/A | N/A | N/A | N/A | N/A | N/A | N/A | N/A | N/A | N/A | N/A | N/A | N/A | N/A | N/A | N/A | N/A | N/A | N/A | N/A | N/A | N/A | N/A | N/A | N/A | N/A | N/A | N/A | N/A | N/A | N/A | N/A | N/A | N/A | N/A | N/A | N/A | N/A | N/A | N/A | N/A | N/A | N/A | N/A | N/A | N/A | N/A | N/A | N/A | N/A | N/A
ThW0352 | Thames Water | TEMP.2739 | Lindsay Drive, Falcon Way | TEMP.2739 | Lindsay drive, falcon way | Storm discharge at CSO | TQ1938088360 | Wealdstone Brook | GB106039022940 | Wealdstone Brook | Inland | Yes-Probable | No | No | 0 | No | 0 | No | 0 | No | 0 | No | 0 | No | 0 | No | N/A | 0 | No | No | No | N/A | N/A | N/A | No | 0 | Surface Water | N | Y | N | N | N | N | N | Y | N | Sewer Capacity Increase | Yes | Yes | Yes | No | Yes | Yes | 10 | 0 | Yes | No | No | N | AMP 09 | 0 | AMP 09 | AMP 09 | 0 | AMP 09 |  | 0 | 0 | 0 | 0 | 0 | 0 | 45 | 90.5 | 96.02 | 45 | 113.77 | 100 | 17 | 63.4 | 56.39 | 37 | 87.34 | 100 | [12 empty] | Y |  | 0
ThW0353 | Thames Water | TEMP.2754 | Lyon Park Avenue | TEMP.2754 | Lyon park avenue | Storm discharge at CSO | TQ1834084660 | Wembley Brook | GB106039023590 | Lower Brent | Inland | Yes-Probable | No | No | 0 | No | 0 | No | 0 | No | 0 | No | 0 | No | 0 | No | N/A | 0 | No | No | No | N/A | N/A | N/A | No | 0 | Surface Water | N | Y | N | N | N | N | N | Y | N | Sewer Capacity Increase | Yes | Yes | Yes | No | No | Yes | 10 | 0 | Yes | No | No | Pending investigation | AMP 09 | 0 | AMP 09 | AMP 09 | 0 | AMP 09 |  | 0 | 0 | 0 | 0 | 0 | 0 | 3 | 1.75 | 99.91 | 0 | 0 | 97 | 7 | 71.54 | 95.35 | 0 | 0 | 99.72 | [12 empty] | Y |  | 0
ThW0354 | Thames Water | CNTD.0085 | MOGDEN WWTW | D.85 | Mogden STW | Storm discharge at STW | TQ1675075500 | RIVER THAMES TIDAL | GB530603911403 | THAMES UPPER | Transitional | No | No | No | 0 | No | 0 | No | 0 | No | 0 | No | 0 | No | 0 | No | N/A | 0 | No | No | No | N/A | N/A | N/A | No | 0 | Surface Water | Y | N | N | N | N | N | N | Y | N | Surface Water Separation | Yes | No | No | No | Yes | Yes | 10 | 0 | No | No | No | N | AMP 12 | 0 | AMP 12 | AMP 12 | Improvements at this site are profiled in line with HMG targets timescales to balance deliverability and affordability considerations, and we will be reviewing the profiling as new information will become available. | AMP 12 | Y | 0 | 0 | 0 | 0 | 0 | 0 | 28 | 221.1 | 99.66 | 20 | 164.31 | 100 | 43 | 438.3 | 98.13 | 42 | 412.75 | 99.94 | [12 empty] | Y |  | 0
ThW0355 | Thames Water | CANM.0233 | CSO AT DAINTRY ROAD | N/WR233 | Daintry close | Storm discharge at CSO | TQ1633089220 | WEALDSTONE BROOK | GB106039022940 | Wealdstone Brook | Inland | Yes-Probable | No | No | 0 | No | 0 | No | 0 | No | 0 | No | 0 | No | 0 | No | N/A | 0 | No | No | No | N/A | N/A | N/A | No | 0 | Surface Water | N | Y | N | N | N | N | N | Y | N | Sewer Capacity Increase | Yes | Yes | Yes | No | Yes | Yes | 10 | 0 | Yes | No | No | N | AMP 08 | 0 | AMP 08 | AMP 08 | 0 | AMP 08 |  | 0 | 0 | N | N | 0 | 0 | 14 | 17.75 | 98.9 | 11 | 14.97 | 95 | 72 | 316.67 | 97.4 | 119 | 722.77 | 100 | [12 empty] | Y |  | 0
ThW0356 | Thames Water | CANM.1219 | OUTSIDE 115 WENTWORTH ROAD | CANM.1219 | Outside 115 wentworth road | Storm discharge at CSO | TQ2465088130 | DECOY BROOK | GB106039022980 | Dollis Brook and Upper Brent | Inland | Yes-Confirmed | No | No | 0 | No | 0 | No | 0 | No | 0 | No | 0 | No | 0 | No | N/A | 0 | No | No | No | N/A | N/A | N/A | No | 0 | Surface Water | N | Y | N | N | N | N | N | Y | N | Sewer Capacity Increase | Yes | Yes | Yes | No | Yes | Yes | 10 | 0 | Yes | No | No | Pending investigation | AMP 09 | 0 | AMP 09 | AMP 09 | 0 | AMP 09 |  | 0 | 0 | 0 | 0 | 0 | 0 | 6 | 5 | 85.37 | N/A | N/A | N/A | 14 | 16.83 | 95.85 | 3 | 6.01 | 100 | [12 empty] | Y |  | 0
ThW0357 | Thames Water | TEMP.2514 | Canterbury Road, Thornton Heath | TEMP.2514 | Canterbury road, thornton heath | Storm discharge at CSO | TQ3130066900 | Wandle | GB106039023460 | Wandle (Croydon to Wandsworth) and the Graveney | Inland | Yes-Confirmed | No | No | 0 | No | 0 | No | 0 | No | 0 | No | 0 | No | 0 | No | N/A | 0 | No | No | No | N/A | N/A | N/A | No | 0 | Surface Water | N | Y | N | N | N | N | N | Y | N | Sewer Capacity Increase | Yes | Yes | Yes | No | Yes | Yes | 10 | 0 | Yes | No | No | Pending investigation | AMP 09 | 0 | AMP 09 | AMP 09 | 0 | AMP 09 |  | 0 | 0 | 0 | 0 | 0 | 0 | 3 | 2.75 | 81.85 | 0 | 0 | 93 | 3 | 2.64 | 93.31 | 16 | 24.92 | 96.79 | [12 empty] | Y |  | 0
ThW0358 | Thames Water | TEMP.2520 | Chingford Storm Tanks | TEMP.2520 | Chingford storm tanks | Storm discharge at CSO | TQ3710091800 | Lee | GB106038027930 | Ching Brook | Inland | Yes-Probable | No | No | 0 | No | 0 | No | 0 | No | 0 | No | 0 | No | 0 | No | N/A | 0 | No | No | No | N/A | N/A | N/A | No | 0 | Surface Water | N | Y | N | N | N | N | N | Y | N | Sewer Capacity Increase | Yes | Yes | Yes | No | No | Yes | 10 | 0 | Yes | No | No | Pending investigation | AMP 10 | 0 | AMP 10 | AMP 10 | 0 | AMP 10 |  | 0 | 0 | 0 | 0 | 0 | 0 | 0 | 0 | 100 | 4 | 7.57 | 100 | 6 | 13.87 | 97.85 | 1 | 3.32 | 100 | [12 empty] | Y |  | 0
ThW0359 | Thames Water | CTCR.1998 | CHURCH HILL ROAD, BARNET, HERTS | 1998 | Church hill road, barnet | Storm discharge at CSO | TQ2730095230 | TRIB OF PYMMES BROOK | GB106038027940 | Pymmes Brook upstream Salmon Brook confluence | Inland | Yes-Confirmed | No | No | 0 | No | 0 | No | 0 | No | 0 | No | 0 | No | 0 | No | N/A | 0 | No | No | No | N/A | N/A | N/A | No | 0 | Surface Water | N | Y | N | N | N | N | N | Y | N | Sewer Capacity Increase | Yes | Yes | Yes | No | No | Yes | 10 | 0 | Yes | No | No | Pending investigation | AMP 09 | 0 | AMP 09 | AMP 09 | 0 | AMP 09 |  | 0 | 0 | 0 | 0 | 0 | 0 | 2 | 2.5 | 100 | 1 | 0.34 | 100 | 2 | 3.05 | 100 | 4 | 2.24 | 99.99 | [12 empty] | Y |  | 0
ThW0360 | Thames Water | TEMP.2838 | CSO AT PULLER ROAD / CALVERT ROAD | TEMP.2838 | Puller rd/calvert rd storm, barnet | Storm discharge at CSO | TQ2399097160 | Kitts End Stream | GB106039029850 | Colne (upper east arm including Mimshall Brook) | Inland | Yes-Probable | No | No | 0 | No | 0 | No | 0 | No | 0 | No | 0 | No | 0 | No | N/A | 0 | No | No | No | N/A | N/A | N/A | No | 0 | Surface Water | N | Y | N | N | N | N | N | Y | N | N | Yes | Yes | Yes | No | No | Yes | 10 | 0 | Yes | No | No | Pending investigation | AMP 09 | 0 | AMP 09 | AMP 09 | 0 | AMP 09 |  | 0 | 0 | 0 | 0 | 0 | 0 | 0 | 0 | 100 | 0 | 0 | 100 | 0 | 0 | 97.85 | 0 | 0 | 100 | [12 empty] | Y |  | 0
ThW0361 | Thames Water | TEMP.3036 | CSO AT WESTERN WAY | TEMP.3036 | Western way | Storm discharge at CSO | TQ2536095080 | Dollis Brook | GB106039022980 | Dollis Brook and Upper Brent | Inland | Yes-Confirmed | No | No | 0 | No | 0 | No | 0 | No | 0 | No | 0 | No | 0 | No | N/A | 0 | No | No | No | N/A | N/A | N/A | No | 0 | Surface Water | N | Y | N | N | N | N | N | Y | N | Sewer Capacity Increase | Yes | Yes | Yes | No | Yes | Yes | 10 | 0 | Yes | No | No | N | AMP 09 | 0 | AMP 09 | AMP 09 | 0 | AMP 09 |  | 0 | 0 | 0 | 0 | 0 | 0 | 12 | 19 | 99.96 | 6 | 13.49 | 100 | 15 | 71.37 | 98.9 | 16 | 36.84 | 100 | [12 empty] | Y |  | 0
ThW0362 | Thames Water | CNTD.0072 | DEEPHAMS WASTEWATER TREATMENT WORKS | D72 | Deephams STW | Storm discharge at STW | TQ3566093170 | SALMON BROOK | GB106038027960 | Salmon Brook upstream Deephams STW | Inland | No | No | No | 0 | No | 0 | No | 0 | No | 0 | No | 0 | No | 0 | No | N/A | 0 | No | No | No | N/A | N/A | N/A | No | 0 | Surface Water | N | Y | Y | N | N | N | N | Y | N | N | Yes | Yes | Yes | No | Yes | Yes | 10 | 0 | Yes | No | No | N | AMP 09 | 0 | AMP 09 | AMP 09 | 0 | AMP 09 | Y | 0 | 0 | 0 | 0 | 0 | 0 | 18 | 110.75 | 99.76 | 15 | 120.63 | 68 | 27 | 183.54 | 91.94 | 14 | 139.03 | 65.79 | [12 empty] | Y |  | 0
ThW0363 | Thames Water | TEMP.2755 | Lytton Road SSO | TEMP.2755 | Lytton road sso | Storm discharge at CSO | TQ2630096400 | Pymmes Brook | GB106038027940 | Pymmes Brook upstream Salmon Brook confluence | Inland | Yes-Confirmed | No | No | 0 | No | 0 | No | 0 | No | 0 | No | 0 | No | 0 | No | N/A | 0 | No | No | No | N/A | N/A | N/A | No | 0 | Surface Water | N | Y | N | N | N | N | N | Y | N | Sewer Capacity Increase | Yes | Yes | Yes | No | No | Yes | 10 | 0 | Yes | No | No | N | AMP 09 | 0 | AMP 09 | AMP 09 | 0 | AMP 09 |  | 0 | 0 | 0 | 0 | 0 | 0 | 11 | 19.5 | 99.77 | 12 | 21.82 | 100 | 10 | 34.24 | 99.45 | 9 | 19.33 | 99.97 | [12 empty] | Y |  | 0
ThW0364 | Thames Water | CSAC.1088 | PINKHAM WAY STORM SEWAGE OVERFLOW, | COPA/11088 | Pinkham way storm sewage o/f, london | Storm discharge at CSO | TQ2867091680 | BOUNDS GREEN BROOK | GB106038027940 | Pymmes Brook upstream Salmon Brook confluence | Inland | Yes-Confirmed | No | No | 0 | No | 0 | No | 0 | No | 0 | No | 0 | No | 0 | No | N/A | 0 | No | No | No | N/A | N/A | N/A | No | 0 | Surface Water | N | Y | N | N | N | N | N | Y | N | Sewer Capacity Increase | Yes | Yes | Yes | No | No | Yes | 10 | 0 | Yes | No | No | Pending investigation | AMP 09 | 0 | AMP 09 | AMP 09 | 0 | AMP 09 |  | 0 | 0 | 0 | 0 | 0 | 0 | 1 | 1.5 | 75.21 | N/A | N/A | N/A | 5 | 3.46 | 78.3 | 2 | 2.47 | 88.11 | [12 empty] | Y |  | 0
ThW0366 | Thames Water | CSSA.0364 | RIVERSIDE STW, DAGENHAM, ESSEX | 364N | Riverside STW | Storm discharge at STW | TQ5152081920 | THE RAINHAM CREEK | GB530603911402 | THAMES MIDDLE | Transitional | No | No | No | 0 | No | 0 | No | 0 | No | 0 | No | 0 | Yes | Ingrebourne | No | N/A | 0 | No | No | No | N/A | N/A | N/A | No | Performance - Asset configuration (e.g. PS/rising main/storm tanks) | Surface Water | Y | N | N | N | N | N | N | Y | N | Surface Water Separation | Yes | Yes | Yes | No | Yes | Yes | 10 | 0 | Yes | No | No | N | AMP 11 | 0 | AMP 11 | AMP 11 | Improvements at this site are profiled in line with HMG targets timescales to balance deliverability and affordability considerations, and we will be reviewing the profiling as new information will become available. | AMP 11 | Y | 0 | 0 | 0 | 0 | 0 | 0 | 16 | 74.75 | 100 | N/A | N/A | N/A | 102 | 1733.02 | 99.6 | 113 | 2142.82 | 99.84 | [12 empty] | Y |  | 0
ThW0367 | Thames Water | CTCR.2034 | ABBESS RODING WWTW | 2034 | Abbess Roding STW | Storm discharge at STW | TL5758011090 | COOPERS BROOK | GB106037033500 | Upper Roding (to Cripsey Brook) | Inland | No | Yes | No | 0 | No | 0 | No | 0 | No | 0 | No | 0 | No | 0 | No | N/A | 0 | No | No | No | N/A | N/A | N/A | No | Not asset maintenance - Hydraulic capacity | Surface Water | Y | N | Y | N | N | N | N | Y | N | Surface Water Separation | Yes | Yes | Yes | No | Yes | Yes | 10 | 0 | Yes | No | No | N | AMP 08 | 0 | AMP 08 | AMP 08 | 0 | AMP 08 |  | 0 | 0 | N | N | 0 | 0 | 73 | 1200.25 | 98.81 | 76 | 847.66 | 99 | 92 | 754.15 | 97.08 | 140 | 2062.64 | 98.95 | [12 empty] | Y |  | 0
ThW0368 | Thames Water | CASM.0710 | HOLYBOURNE SPS | S/WR710 | Holybourne (Alton) SPS | Storm discharge at SPS | SU7351040590 | RIVER WEY | GB106039017830 | North Wey (Alton to Tilford) | Inland | No | No | No | 0 | No | 0 | No | 0 | No | 0 | Yes | River Wey | Yes | River Wey | No | N/A | 0 | No | No | No | N/A | N/A | N/A | No | 0 | Combination | N | Y | N | N | N | N | N | Y | N | N | Yes | Yes | Yes | No | Yes | Yes | 10 | 0 | Yes | No | No | Pending investigation | AMP 08 | 0 | AMP 08 | AMP 08 | 0 | AMP 08 |  | 0 | 0 | N | N | 0 | 0 | 6 | 93.75 | 96.6 | 0 | 0 | 100 | 1 | 4.98 | 100 | 20 | 346.14 | 100 | [12 empty] | Y |  | 0
ThW0369 | Thames Water | CTCP.0428 | BLACKNEST SEWAGE PUMPING STATION A | P428 | Blacknest (Ascot) SPS | Storm discharge at SPS | SU9584068750 | VIGINIA WATER LAKE | GB30642691 | Virginia Water | Inland | No | No | No | 0 | No | 0 | No | 0 | No | 0 | No | 0 | No | 0 | No | N/A | 0 | No | No | No | N/A | N/A | N/A | No | 0 | Surface Water | N | Y | N | N | N | N | N | Y | N | N | Yes | No | No | No | Yes | Yes | 10 | 0 | No | No | No | N | AMP 12 | 0 | AMP 12 | AMP 12 | Improvements at this site are profiled in line with HMG targets timescales to balance deliverability and affordability considerations, and we will be reviewing the profiling as new information will become available. | AMP 12 |  | 0 | 0 | 0 | 0 | 0 | 0 | 15 | 55.57 | 99.94 | 8 | 23.31 | 100 | 27 | 44.26 | 99.68 | 8 | 59.87 | 99.21 | [12 empty] | Y |  | 0
ThW0370 | Thames Water | CNTM.0145 | WATERY LANE SPS | WR0145 | Watery Lane (Marsworth) SPS | Storm discharge at SPS | SP9178014190 | TRING BOURNE | GB106039030410 | Thame upstream of Aylesbury | Inland | No | No | No | 0 | No | 0 | No | 0 | No | 0 | Yes | 0 | No | 0 | No | N/A | 0 | No | No | No | N/A | N/A | N/A | No | 0 | Surface Water | N | Y | N | N | N | N | N | Y | N | N | Yes | Yes | Yes | No | No | Yes | 10 | 0 | Yes | No | No | Pending investigation | AMP 09 | 0 | AMP 09 | AMP 09 | 0 | AMP 09 |  | 0 | 0 | 0 | 0 | 0 | 0 | 0 | 0 | 96.63 | N/A | N/A | N/A | 0 | 0 | 97.9 | 0 | 0 | 100 | [12 empty] | Y |  | 0
ThW0371 | Thames Water | TEMP.2766 | Marsworth | TEMP.2766 | Marsworth SPS | Storm discharge at SPS | SP9160015201 | Thame | GB106039030410 | Thame upstream of Aylesbury | Inland | No | No | No | 0 | No | 0 | No | 0 | No | 0 | Yes | 0 | No | 0 | No | N/A | 0 | No | No | No | N/A | N/A | N/A | No | 0 | Surface Water | N | Y | N | N | N | N | N | Y | N | N | Yes | Yes | Yes | No | No | Yes | 10 | 0 | Yes | No | No | Pending investigation | AMP 09 | 0 | AMP 09 | AMP 09 | 0 | AMP 09 |  | 0 | 0 | 0 | 0 | 0 | 0 | 7 | 39 | 99.51 | 0 | 0 | 100 | 8 | 66.45 | 97.82 | 5 | 43.03 | 100 | [12 empty] | Y |  | 0
ThW0372 | Thames Water | CATM.3189 | LOWER CHERWELL ST WPS, BANBURY | WR3189 | Cherwell Street (Banbury) SPS & SSP | Storm discharge at SPS | SP4610040190 | RIVER CHERWELL | GB106039037310 | Cherwell (Cropredy to Nell Bridge) | Inland | No | No | No | 0 | No | 0 | No | 0 | No | 0 | No | 0 | No | 0 | No | N/A | 0 | No | No | No | N/A | N/A | N/A | No | 0 | Surface Water | N | Y | N | N | N | N | N | Y | N | N | Yes | No | No | No | No | Yes | 10 | 0 | No | No | No | Pending investigation | AMP 11 | 0 | AMP 11 | AMP 11 | Improvements at this site are profiled in line with HMG targets timescales to balance deliverability and affordability considerations, and we will be reviewing the profiling as new information will become available. | AMP 11 |  | 0 | 0 | 0 | 0 | 0 | 0 | 5 | 1.53 | 99.99 | 6 | 5.29 | 100 | 2 | 1.01 | 97.73 | N/A | N/A | N/A | [12 empty] | Y |  | 0
ThW0373 | Thames Water | TEMP.2606 | Fergusson Road, Banbury | TEMP.2606 | Fergusson road, banbury | Storm discharge at CSO | SP4616041200 | Cherwell | GB106039037310 | Cherwell (Cropredy to Nell Bridge) | Inland | No | No | No | 0 | No | 0 | No | 0 | No | 0 | No | 0 | No | 0 | No | N/A | 0 | No | No | No | N/A | N/A | N/A | No | 0 | Surface Water | N | Y | N | N | N | N | N | Y | N | Sewer Capacity Increase | Yes | No | No | No | No | Yes | 10 | 0 | No | No | No | Pending investigation | AMP 12 | 0 | AMP 12 | AMP 12 | Improvements at this site are profiled in line with HMG targets timescales to balance deliverability and affordability considerations, and we will be reviewing the profiling as new information will become available. | AMP 12 |  | 0 | 0 | 0 | 0 | 0 | 0 | 1 | 0.75 | 99.77 | 0 | 0 | 70 | 0 | 0 | 90.93 | 0 | 0 | 100 | [12 empty] | Y |  | 0
ThW0374 | Thames Water | CTCR.0875 | BASINGSTOKE WWTW | 875 | Basingstoke STW | Storm discharge at STW | SU6780055250 | RIVER LODDON | GB106039017080 | Loddon (Basingstoke to River Lyde confluence at Hartley Wespall) | Inland | No | No | No | 0 | No | 0 | No | 0 | No | 0 | Yes | Drain | No | 0 | No | N/A | 0 | No | No | No | N/A | N/A | N/A | No | 0 | Surface Water | Y | N | N | N | N | Y | N | Y | N | Surface Water Separation | Yes | Yes | Yes | No | Yes | Yes | 10 | 0 | Yes | No | No | N | AMP 11 | 0 | AMP 11 | AMP 11 | Improvements at this site are profiled in line with HMG targets timescales to balance deliverability and affordability considerations, and we will be reviewing the profiling as new information will become available. | AMP 11 | Y | 0 | 0 | 0 | 0 | 0 | 0 | 6 | 46 | 99.92 | 0 | 0 | 100 | 1 | 8.15 | 98.8 | 40 | 410.85 | 99.93 | [12 empty] | Y |  | 0
ThW0375 | Thames Water | CAWM.1403 | CONSTABLE'S PIECE WWTW | W/WR1403 | Beckley STW | Storm discharge at STW | SP5668011940 | OTMOOR LANE DITCH | GB106039030090 | Oxon Ray (upstream A41 to Cherwell) including Otmoor | Inland | Yes-Probable | No | No | 0 | No | 0 | No | 0 | No | 0 | No | 0 | No | 0 | No | N/A | 0 | No | No | No | N/A | N/A | N/A | No | 0 | Surface Water | N | Y | N | N | N | N | N | Y | N | N | Yes | Yes | Yes | No | Yes | Yes | 10 | 0 | Yes | No | No | Pending investigation | AMP 08 | 0 | AMP 08 | AMP 08 | 0 | AMP 08 |  | 0 | 0 | 0 | 0 | 0 | 0 | 22 | 141.5 | 81.6 | 2 | 19.14 | 98 | 2 | 16.83 | 97.58 | 12 | 79.95 | 99.22 | [12 empty] | Y |  | 0
ThW0376 | Thames Water | TEMP.2126 | Trumps Green | TEMP.2126 | Trumps Green Road (Virginia Water) SPS | Storm discharge at SPS | SP9590010100 | River Bulborne | GB106039029890 | Bulbourne | Inland | No | No | No | 0 | No | 0 | No | 0 | No | 0 | Yes | River Bulbourne | No | 0 | No | N/A | 0 | No | No | No | N/A | N/A | N/A | No | 0 | Surface Water | N | Y | N | N | N | N | N | Y | N | N | Yes | Yes | Yes | No | No | Yes | 10 | 0 | Yes | No | No | Pending investigation | AMP 09 | 0 | AMP 09 | AMP 09 | 0 | AMP 09 |  | 0 | 0 | 0 | 0 | 0 | 0 | 0 | 0 | 100 | N/A | N/A | N/A | 0 | 0 | 97.54 | 0 | 0 | 100 | [12 empty] | Y |  | 0
ThW0377 | Thames Water | TEMP.0455 | Birchanger - Duck End | TEMP.0455 | Duck End (Bishops Stortford) SPS | Storm discharge at SPS | TL5150021800 | Great Hallingbury Brook | GB106038033330 | Great Hallingbury Brook | Inland | No | No | No | 0 | No | 0 | No | 0 | No | 0 | No | 0 | No | 0 | No | N/A | 0 | No | No | No | N/A | N/A | N/A | No | 0 | Surface Water | N | Y | N | N | N | N | N | Y | N | N | Yes | No | No | No | No | Yes | 10 | 0 | No | No | No | Pending investigation | AMP 12 | 0 | AMP 12 | AMP 12 | Improvements at this site are profiled in line with HMG targets timescales to balance deliverability and affordability considerations, and we will be reviewing the profiling as new information will become available. | AMP 12 |  | 0 | 0 | 0 | 0 | 0 | 0 | 0 | 0 | 99.76 | 0 | 0 | 100 | 0 | 0 | 98.18 | 0 | 0 | 99.96 | [12 empty] | Y |  | 0
ThW0378 | Thames Water | CTCR.1919 | BISHOPS STORTFORD MAIN PUMP STATION | 1919 | Bishop stortford main SPS | Storm discharge at SPS | TL4944020110 | STORT NAVIGATION | GB106038033281 | Stort and Navigation, B Stortford to Harlow | Inland | Yes-Confirmed | No | No | 0 | No | 0 | No | 0 | No | 0 | Yes | River Stort (Navigation) | No | 0 | No | N/A | 0 | No | No | No | N/A | N/A | N/A | No | 0 | Surface Water | N | Y | N | N | N | N | N | Y | N | N | Yes | Yes | Yes | No | No | Yes | 10 | 0 | Yes | No | No | Pending investigation | AMP 09 | 0 | AMP 09 | AMP 09 | 0 | AMP 09 |  | 0 | 0 | 0 | 0 | 0 | 0 | 5 | 14.77 | 99.58 | N/A | N/A | N/A | N/A | N/A | N/A | 9 | 40.88 | 100 | [12 empty] | Y |  | 0
ThW0379 | Thames Water | CASM.0402 | ARFORD PUMPING STATION | S/WR402 | Arford SPS | Storm discharge at SPS | SU8273036880 | RIVER WEY | GB106039017720 | South Wey (Bordon to River Slea confluence) | Inland | No | No | No | 0 | No | 0 | No | 0 | No | 0 | No | 0 | No | 0 | No | N/A | 0 | No | No | No | N/A | N/A | N/A | No | 0 | Surface Water | N | Y | N | N | N | N | N | Y | N | N | Yes | No | No | No | No | Yes | 10 | 0 | No | No | No | Pending investigation | AMP 12 | 0 | AMP 12 | AMP 12 | Improvements at this site are profiled in line with HMG targets timescales to balance deliverability and affordability considerations, and we will be reviewing the profiling as new information will become available. | AMP 12 |  | 0 | 0 | 0 | 0 | 0 | 0 | 1 | 0.5 | 94.61 | 1 | 0.93 | 98 | 2 | 6.1 | 96.24 | 3 | 8.35 | 100 | [12 empty] | Y |  | 0
ThW0380 | Thames Water | CTCR.2036 | BOURTON-ON-THE-WATER STW | 2036 | Bourton-on-the-water | Storm discharge at STW | SP1762019070 | WINDRUSH & GROUNDWATER | GB106039030470 and GB40602G600300 | Dikler (Wyck Rissington to Windrush) and Lower Eye (Rivers) and Chipping Norton Jurassic (GW) | Inland | No | No | No | 0 | No | 0 | No | 0 | No | 0 | No | 0 | No | 0 | No | N/A | 0 | No | No | No | N/A | N/A | N/A | No | Performance - Infiltration | Combination | Y | N | Y | N | N | N | N | Y | N | Surface Water Separation and Sewer Capacity Increase | Yes | No | No | No | Yes | Yes | 10 | 0 | No | No | No | N | AMP 12 | 0 | AMP 12 | AMP 12 | Improvements at this site are profiled in line with HMG targets timescales to balance deliverability and affordability considerations, and we will be reviewing the profiling as new information will become available. | AMP 12 |  | Y | 0 | 0 | 0 | 0 | 0 | 110 | 1565.25 | 91.73 | 20 | 167.63 | 80 | 58 | 1085.22 | 87.39 | N/A | N/A | N/A | [12 empty] | Y | 2025 | 0
ThW0381 | Thames Water | CTCR.1999 | FOUL SEWER OVERFLOW, COPPICE GREEN, | 1999 | Coppice green, bracknell | Storm discharge at CSO | SU8589070410 | THE CUT | GB106039023510 | Cut (Binfield to River Thames confluence) and Maidenhead Ditch | Inland | Yes-Probable | No | No | 0 | No | 0 | No | 0 | No | 0 | No | 0 | No | 0 | No | N/A | 0 | No | No | No | N/A | N/A | N/A | No | 0 | Surface Water | N | Y | N | N | N | N | N | Y | N | Sewer Capacity Increase | Yes | Yes | Yes | No | No | Yes | 10 | 0 | Yes | No | No | Pending investigation | AMP 09 | 0 | AMP 09 | AMP 09 | 0 | AMP 09 |  | 0 | 0 | 0 | 0 | 0 | 0 | 16 | 74.3 | 99.37 | 1 | 2.21 | 100 | 4 | 19.47 | 97.73 | 4 | 21.73 | 84.27 | [12 empty] | Y |  | 0
ThW0382 | Thames Water | CATM.3092 | BUNTINGFORD WWTW | WR3092 | Buntingford STW | Storm discharge at STW | TL3639028670 | THE RIVER RIB | GB106038040140 | Rib (upper stretches, above confluence with the Quin) | Inland | Yes-Probable | No | No | 0 | No | 0 | No | 0 | No | 0 | Yes | River Rib | No | 0 | No | N/A | 0 | No | No | No | N/A | N/A | N/A | No | 0 | Surface Water | Y | N | N | N | N | Y | N | Y | N | Surface Water Separation | Yes | Yes | Yes | No | Yes | Yes | 10 | 0 | Yes | No | No | N | AMP 09 | 0 | AMP 09 | AMP 09 | 0 | AMP 09 | Y | Y | 0 | 0 | 0 | 0 | 0 | 16 | 51 | 100 | 10 | 22.36 | 100 | 17 | 53.76 | 97.9 | 20 | 61.26 | 100 | [12 empty] | Y | 2024 | 0
ThW0383 | Thames Water | CASM.0095 | BURSTOW STW, BURSTOW, SURREY | S/WR95 | Burstow STW | Storm discharge at STW | TQ3039043850 | BURSTOW STREAM | GB106039017520 | Burstow Stream | Inland | Yes-Probable | Yes | No | 0 | No | 0 | No | 0 | No | 0 | No | 0 | No | 0 | No | N/A | 0 | No | No | No | N/A | N/A | N/A | No | Not asset maintenance - Hydraulic capacity | Surface Water | N | Y | N | Y | N | N | N | Y | N | N | No | Yes | Yes | No | No | No | 10 | 0 | Yes | No | No | N | AMP 08 | 0 | AMP 08 | AMP 08 | 0 | N/A | Y | 0 | 0 | N | N | 0 | 0 | 126 | 1370.75 | 99.89 | 75 | 676.42 | 100 | N/A | N/A | N/A | N/A | N/A | N/A | [12 empty] | Y |  | 0
ThW0384 | Thames Water | CTCR.1853 | WOODFORD HALSE SEWAGE PUMPING STATI | 1853 | Woodford Halse (SPS) | Storm discharge at SPS | SP5360052130 | RIVER CHERWELL | GB106039042650 | Cherwell (Source to Trafford Bridge) | Inland | No | No | No | 0 | No | 0 | No | 0 | No | 0 | No | 0 | No | 0 | No | N/A | 0 | No | No | No | N/A | N/A | N/A | No | 0 | Surface Water | N | Y | N | N | N | N | N | Y | N | N | Yes | No | No | No | Yes | Yes | 10 | 0 | No | No | No | N | AMP 11 | 0 | AMP 11 | AMP 11 | Improvements at this site are profiled in line with HMG targets timescales to balance deliverability and affordability considerations, and we will be reviewing the profiling as new information will become available. | AMP 11 |  | 0 | 0 | 0 | 0 | 0 | 0 | 28 | 215.5 | 99.65 | N/A | N/A | N/A | 16 | 134.47 | 99.5 | 12 | 113.68 | 100 | [12 empty] | Y |  | 0
ThW0385 | Thames Water | CSSC.8551 | CADDINGTON WWTW | COPA/8551 | Caddington STW | Storm discharge at STW | TL0763016920 | GW VIA BOREHOLES & INF SYSTEM | GB40601G601200 | Mid-Chilterns Chalk | Inland | No | No | No | 0 | No | 0 | No | 0 | No | 0 | No | 0 | No | 0 | No | N/A | 0 | No | No | No | N/A | N/A | N/A | No | 0 | Surface Water | [16 empty] | 10 | 0 | No | No | No | Pending investigation | AMP 12 | 0 | AMP 12 | AMP 12 | Improvements at this site are profiled in line with HMG targets timescales to balance deliverability and affordability considerations, and we will be reviewing the profiling as new information will become available. | N/A | Y | 0 | 0 | 0 | 0 | 0 | 0 | 3 | 14.5 | 100 | 7 | 48.37 | 100 | 8 | 73.7 | 98.02 | 8 | 70.02 | 100 | [12 empty] | Y |  | 0 | bar: N N to No Yes
ThW0386 | Thames Water | TEMP.2455 | Camberley | TEMP.2455 | Camberley STW | Storm discharge at STW | SU8610059300 | Blackwater | GB106039017290 | Blackwater (Hawley to Whitewater confluence at Bramshill) | Inland | No | No | No | 0 | No | 0 | No | 0 | No | 0 | No | 0 | No | 0 | No | N/A | 0 | No | No | No | N/A | N/A | N/A | No | 0 | Surface Water | Y | N | N | N | N | Y | N | N | N | Surface Water Separation | Yes | Yes | Yes | No | Yes | No | 10 | 0 | Unknown | No | No | N | AMP 11 | 0 | AMP 11 | AMP 11 | Improvements at this site are profiled in line with HMG targets timescales to balance deliverability and affordability considerations, and we will be reviewing the profiling as new information will become available. | N/A | Y | 0 | 0 | 0 | 0 | 0 | 0 | 26 | 139.75 | 99.8 | 16 | 82.17 | 100 | 17 | 89.95 | 100 | 28 | 186.25 | 100 | [12 empty] | Y |  | 0
ThW0387 | Thames Water | Surrendered permit | CHILTON FOLIAT WWTW | TEMP.2478 | Chilton Foliat STW | Storm discharge at STW | N/A | N/A | N/A | N/A | N/A | N/A | N/A | N/A | N/A | N/A | N/A | N/A | N/A | N/A | N/A | N/A | N/A | N/A | N/A | N/A | N/A | N/A | N/A | N/A | N/A | N/A | N/A | N/A | N/A | N/A | N/A | N/A | N/A | N/A | N/A | N/A | N/A | N/A | N/A | N/A | N/A | N/A | N/A | N/A | N/A | N/A | N/A | N/A | N/A | N/A | N/A | N/A | N/A | N/A | N/A | N/A | N/A | N/A | N/A | N/A | N/A | N/A | N/A | N/A | N/A | N/A | N/A | N/A | N/A | N/A | N/A | N/A | N/A | N/A | N/A | N/A | N/A | N/A | N/A | N/A | N/A | N/A | N/A | N/A | N/A | N/A | N/A | N/A | N/A | N/A | N/A | N/A | N/A
ThW0388 | Thames Water | CTCR.1981 | KINGHAM PUMPING STATION, KINGHAM, O | 1981 | The Mill (Kingham) SPS | Storm discharge at SPS | SP2587023320 | TRIB OF CORNWELL BROOK | GB106039037400 | Cornwell Brook and tributaries (Source to Evenlode) | Inland | No | No | No | 0 | No | 0 | No | 0 | No | 0 | No | 0 | Yes | Cornwell Brook | No | N/A | 0 | No | No | No | N/A | N/A | N/A | No | 0 | Surface Water | N | Y | N | N | N | N | N | Y | N | N | Yes | Yes | Yes | No | Yes | Yes | 10 | 0 | Yes | No | No | N | AMP 09 | 0 | AMP 09 | AMP 09 | 0 | AMP 09 |  | 0 | 0 | 0 | 0 | 0 | 0 | 18 | 40.75 | 91.15 | 0 | 0 | 25 | 10 | 54.82 | 26.79 | 17 | 75.07 | 100 | [12 empty] | Y |  | 0
ThW0389 | Thames Water | CTCR.1833 | WARDINGTON PUMPING STATION, WARDING | 1833 | Wardington SPS | Storm discharge at SPS | SP4913047010 | TRIB OF RIVER CHERWELL | GB106039037350 | Cherwell (Ashby Brook to Cropredy) | Inland | No | Yes | No | 0 | No | 0 | No | 0 | No | 0 | No | 0 | No | 0 | No | N/A | 0 | No | No | No | N/A | N/A | N/A | No | Not asset maintenance - Hydraulic capacity | Surface Water | N | Y | N | N | N | N | N | Y | N | N | Yes | Yes | Yes | No | Yes | Yes | 10 | 0 | Yes | No | No | N | AMP 08 | 0 | AMP 08 | AMP 08 | 0 | AMP 08 |  | 0 | 0 | N | N | 0 | 0 | 36 | 327.75 | 43.56 | N/A | N/A | N/A | 135 | 1927.88 | 98.79 | 55 | 342.34 | 99.73 | [12 empty] | Y |  | 0
ThW0390 | Thames Water | EPRQB3796NW | Rusper SPS | EPR/QB3796NW | Rusper SPS | Storm discharge at SPS | TQ2017536545 | TRIB OF BALDHORNS BROOK | GB106039017470 | Baldhorns Brook | Inland | Yes-Probable | No | No | 0 | No | 0 | No | 0 | No | 0 | No | 0 | No | 0 | No | N/A | 0 | No | No | No | N/A | N/A | N/A | No | Performance - Asset configuration (e.g. PS/rising main/storm tanks) | Surface Water | N | Y | N | N | N | N | N | Y | N | N | Yes | Yes | Yes | No | Yes | Yes | 10 | 0 | Yes | No | No | N | AMP 08 | 0 | AMP 08 | AMP 08 | 0 | AMP 08 |  | 0 | 0 | N | N | 0 | 0 | 27 | 118.75 | 99.24 | N/A | N/A | N/A | N/A | N/A | N/A | N/A | N/A | N/A | [12 empty] | Y |  | 0
ThW0391 | Thames Water | TEMP.2831 | PEASE POTTAGE STW, PEASE POTTAGE, S | TEMP.2831 | Pease Pottage SPS | Storm discharge at SPS | TQ2630032301 | Gatwick Stream | GB106039017450 | Stanford Brook | Inland | No | No | No | 0 | No | 0 | No | 0 | No | 0 | No | 0 | No | 0 | No | N/A | 0 | No | No | No | N/A | N/A | N/A | No | 0 | Surface Water | N | Y | N | N | N | N | N | Y | N | N | Yes | No | No | No | Yes | Yes | 10 | 0 | No | No | No | N | AMP 11 | 0 | AMP 11 | AMP 11 | Improvements at this site are profiled in line with HMG targets timescales to balance deliverability and affordability considerations, and we will be reviewing the profiling as new information will become available. | AMP 11 |  | 0 | 0 | 0 | 0 | 0 | 0 | 15 | 139.5 | 84.03 | N/A | N/A | N/A | 5 | 44.38 | 99.99 | 16 | 166.11 | 100 | [12 empty] | Y |  | 0
ThW0392 | Thames Water | TEMP.2797 | Millbank, Crawley | TEMP.2797 | Millbank, crawley | Storm discharge at CSO | TQ2451036480 | Mill Stream | GB106039017460 | Ifield Brook | Inland | No | No | No | 0 | No | 0 | No | 0 | No | 0 | No | 0 | No | 0 | No | N/A | 0 | No | No | No | N/A | N/A | N/A | No | 0 | Surface Water | N | Y | N | N | N | N | N | Y | N | Sewer Capacity Increase | Yes | No | No | No | No | Yes | 10 | 0 | No | No | No | Pending investigation | AMP 12 | 0 | AMP 12 | AMP 12 | Improvements at this site are profiled in line with HMG targets timescales to balance deliverability and affordability considerations, and we will be reviewing the profiling as new information will become available. | AMP 12 |  | 0 | 0 | 0 | 0 | 0 | 0 | 3 | 19.75 | 100 | 0 | 0 | 100 | 2 | 5.67 | 98.22 | 1 | 6.3 | 71.18 | [12 empty] | Y |  | 0
ThW0393 | Thames Water | CTCR.1851 | CROPREDY WASTEWATER TREATMENT WORKS | 1851 | Cropredy STW | Storm discharge at STW | SP4694046210 | Cherwell | GB106039037310 | Cherwell (Cropredy to Nell Bridge) | Inland | No | Yes | No | 0 | No | 0 | No | 0 | No | 0 | No | 0 | No | 0 | No | N/A | 0 | No | No | No | N/A | N/A | N/A | No | Not asset maintenance - Hydraulic capacity | Surface Water | Y | N | N | N | N | Y | N | N | N | Surface Water Separation | Yes | Yes | Yes | No | Yes | No | 10 | 0 | Yes | No | No | N | AMP 08 | 0 | AMP 08 | AMP 08 | 0 | N/A | Y | 0 | 0 | N | N | 0 | 0 | 115 | 1461 | 99.82 | 44 | 448.58 | 100 | 76 | 1095.61 | 97.59 | 85 | 1268.1 | 99.99 | [12 empty] | Y |  | 0
ThW0394 | Thames Water | TEMP.2511 | CULHAM WASTEWATER TREATMENT WORKS | TEMP.2511 | Culham STW | Storm discharge at STW | SU5397095530 | Clifton Hampden Ditch | GB106039030334 | Thames (Evenlode to Thame) | Inland | No | No | No | 0 | No | 0 | No | 0 | No | 0 | No | 0 | No | 0 | No | N/A | 0 | No | No | No | N/A | N/A | N/A | No | 0 | Surface Water | Y | N | Y | N | N | N | N | Y | N | Surface Water Separation | Yes | No | No | No | Yes | Yes | 10 | 0 | No | No | No | N | AMP 12 | 0 | AMP 12 | AMP 12 | Improvements at this site are profiled in line with HMG targets timescales to balance deliverability and affordability considerations, and we will be reviewing the profiling as new information will become available. | AMP 12 | Y | 0 | 0 | 0 | 0 | 0 | 0 | 32 | 509.5 | 99.74 | 0 | 0 | 100 | 16 | 125.79 | 97.73 | 5 | 25.18 | 99.32 | [12 empty] | Y |  | 0
ThW0395 | Thames Water | TEMP.0545 | Brockham Bridge | TEMP.0545 | Brockham Bridge 2 SPS | Storm discharge at SPS | TQ1960049600 | River Mole | GB106039017624 | Mole - Dorking to Leatherhead | Inland | No | No | No | 0 | No | 0 | No | 0 | No | 0 | No | 0 | Yes | River Mole | No | N/A | 0 | No | No | No | N/A | N/A | N/A | No | 0 | Surface Water | N | Y | N | N | N | N | N | Y | N | N | Yes | Yes | Yes | No | No | Yes | 10 | 0 | Yes | No | No | Pending investigation | AMP 09 | 0 | AMP 09 | AMP 09 | 0 | AMP 09 |  | 0 | 0 | 0 | 0 | 0 | 0 | 8 | 50 | 97.33 | 5 | 33.74 | 100 | 5 | 28.87 | 98.32 | 6 | 43.95 | 100 | [12 empty] | Y |  | 0
ThW0396 | Thames Water | CTCR.1922 | SPOOKS HILL, NORTH HOLMWOOD, SURREY | 1922 | Spooks hill, north holmwood | Storm discharge at CSO | TQ1685047500 | TANNERS BROOK (BENTS BROOK) | GB106039017570 | Tanners Brook (Holmewood to River Mole confluence at Brockham) | Inland | Yes-Probable | No | No | 0 | No | 0 | No | 0 | No | 0 | No | 0 | No | 0 | No | N/A | 0 | No | No | No | N/A | N/A | N/A | No | 0 | Surface Water | N | Y | N | N | N | N | N | Y | N | Sewer Capacity Increase | Yes | Yes | Yes | No | No | Yes | 10 | 0 | Yes | No | No | Pending investigation | AMP 09 | 0 | AMP 09 | AMP 09 | 0 | AMP 09 |  | 0 | 0 | 0 | 0 | 0 | 0 | 6 | 9.25 | 97.07 | N/A | N/A | N/A | 8 | 23.17 | 97.22 | 10 | 30.03 | 99.82 | [12 empty] | Y |  | 0
ThW0397 | Thames Water | CTCR.0392 | CASTLE GARDENS SPS | 392 | Castle Gardens (Dorking) SPS | Storm discharge at SPS | TQ1910050200 | MOLE | GB106039017624 | Mole - Dorking to Leatherhead | Inland | No | No | No | 0 | No | 0 | No | 0 | No | 0 | No | 0 | Yes | River Mole | No | N/A | 0 | No | No | No | N/A | N/A | N/A | No | 0 | Surface Water | N | Y | N | N | N | N | N | Y | N | N | Yes | Yes | Yes | No | No | Yes | 10 | 0 | Yes | No | No | Pending investigation | AMP 09 | 0 | AMP 09 | AMP 09 | 0 | AMP 09 |  | 0 | 0 | 0 | 0 | 0 | 0 | 5 | 32.25 | 76.09 | 0 | 0 | 18 | 8 | 39.58 | 97.91 | 6 | 36.4 | 100 | [12 empty] | Y |  | 0
ThW0398 | Thames Water | TEMP.0505 | Box Hill | TEMP.0505 | Boxhill SPS | Storm discharge at SPS | TQ1980052300 | Into Land | GB40601G602100 | Dorking North Downs Chalk | Inland | No | No | No | 0 | No | 0 | No | 0 | No | 0 | No | 0 | No | 0 | No | N/A | 0 | No | No | No | N/A | N/A | N/A | No | 0 | Surface Water | N | N | N | N | N | N | N | N | N | Sewer Capacity Increase | Yes | No | No | No | Yes | No | 10 | 0 | No | No | No | N | AMP 12 | 0 | AMP 12 | AMP 12 | Improvements at this site are profiled in line with HMG targets timescales to balance deliverability and affordability considerations, and we will be reviewing the profiling as new information will become available. | N/A |  | 0 | 0 | N | N | 0 | 0 | 11 | 20 | 70.05 | 7 | 10.38 | 57 | 15 | 27.15 | 91.78 | 18 | 33.93 | 99.85 | [12 empty] | Y |  | 0
ThW0399 | Thames Water | TEMP.0882 | East Garston | TEMP.0882 | East Garston SPS | Storm discharge at SPS | SU3670076400 | River Lambourn | GB106039023220 | Lambourn (Source to Newbury) | Inland | No | No | Yes | River Lambourn | Yes | River Lambourn | No | 0 | No | 0 | Yes | River Lambourn | No | 0 | No | N/A | 0 | No | No | No | N/A | N/A | N/A | No | Performance - Infiltration | Combination | N | Y | N | N | N | N | N | Y | N | N | Yes | Yes | Yes | No | Yes | Yes | 10 | 0 | Yes | No | No | N | AMP 08 | 0 | AMP 08 | AMP 08 | 0 | AMP 08 |  | 0 | 0 | N | N | 0 | 0 | 4 | 35.23 | 80.01 | 2 | 5.89 | 99 | 104 | 228.19 | 98.03 | 64 | 213.58 | 99.73 | [12 empty] | Y |  | 0
ThW0400 | Thames Water | TEMP.2528 | Cobham Bridge, Adj Cobham Ps | TEMP.2528 | Cobham | Storm discharge at CSO | TQ0993060740 | Mole | GB106039017623 | Mole - Leatherhead to Hersham | Inland | No | No | No | 0 | No | 0 | No | 0 | No | 0 | No | 0 | Yes | River Mole | No | N/A | 0 | No | No | No | N/A | N/A | N/A | No | 0 | Surface Water | N | Y | N | N | N | N | N | Y | N | Sewer Capacity Increase | Yes | Yes | Yes | No | Yes | Yes | 10 | 0 | Yes | No | No | N | AMP 08 | 0 | AMP 08 | AMP 08 | 0 | AMP 08 |  | 0 | 0 | N | N | 0 | 0 | 40 | 479.5 | 99.78 | 0 | 0 | 0 | 39 | 424.75 | 97.39 | 35 | 335.31 | 84.31 | [12 empty] | Y |  | 0
ThW0401 | Thames Water | CSSC.1369 | FARNBOROUGH (WARKS) WWTW | COPA/1369 | Farnborough STW | Storm discharge at STW | SP4281049460 | TRIBUTARY OF HANWELL BROOK | GB106039037340 | Hanwell Brook | Inland | No | No | No | 0 | No | 0 | No | 0 | No | 0 | No | 0 | No | 0 | No | N/A | 0 | No | No | No | N/A | N/A | N/A | No | Performance - Asset configuration (e.g. PS/rising main/storm tanks) | Surface Water | Y | N | N | N | N | Y | N | N | N | Surface Water Separation | Yes | No | No | No | Yes | No | 10 | 0 | No | No | No | N | AMP 12 | 0 | AMP 12 | AMP 12 | Improvements at this site are profiled in line with HMG targets timescales to balance deliverability and affordability considerations, and we will be reviewing the profiling as new information will become available. | N/A | Y | 0 | 0 | 0 | 0 | 0 | 0 | 119 | 1941 | 88.52 | 26 | 235.13 | 52 | 93 | 1206.11 | 43.75 | 158 | 1763.44 | 99.78 | [12 empty] | Y |  | 0
ThW0402 | Thames Water | TEMP.0376 | Avondale Road | TEMP.0376 | Avondale Road (Fleet) SPS | Storm discharge at SPS | SU8180054600 | Fleet Brook | GB106039017120 | Fleet Brook | Inland | No | No | No | 0 | No | 0 | No | 0 | No | 0 | No | 0 | No | 0 | No | N/A | 0 | No | No | No | N/A | N/A | N/A | No | 0 | Surface Water | N | Y | N | N | N | N | N | Y | N | N | Yes | No | No | No | No | Yes | 10 | 0 | No | No | No | Pending investigation | AMP 12 | 0 | AMP 12 | AMP 12 | Improvements at this site are profiled in line with HMG targets timescales to balance deliverability and affordability considerations, and we will be reviewing the profiling as new information will become available. | AMP 12 |  | 0 | 0 | 0 | 0 | 0 | 0 | 0 | 0 | 76.83 | 1 | 1.59 | 99 | 9 | 4.58 | 98.63 | 1 | 8.03 | 99.98 | [12 empty] | Y |  | 0
ThW0403 | Thames Water | TEMP.0917 | Elvetham Close | TEMP.0917 | Elvetham Road (Fleet) SPS | Storm discharge at SPS | SU8040055100 | Basingstoke Canal | GB70610019 | Basingstoke Canal | Inland | No | No | No | 0 | No | 0 | No | 0 | No | 0 | No | 0 | No | 0 | No | N/A | 0 | No | No | No | N/A | N/A | N/A | No | 0 | Surface Water | N | Y | N | N | N | N | N | Y | N | N | Yes | No | No | No | No | Yes | 10 | 0 | No | No | No | Pending investigation | AMP 12 | 0 | AMP 12 | AMP 12 | Improvements at this site are profiled in line with HMG targets timescales to balance deliverability and affordability considerations, and we will be reviewing the profiling as new information will become available. | AMP 12 |  | 0 | 0 | 0 | 0 | 0 | 0 | 3 | 11.25 | 99.96 | 6 | 14.39 | 100 | 3 | 11.96 | 98.1 | 3 | 4.98 | 100 | [12 empty] | Y |  | 0
ThW0404 | Thames Water | TEMP.2792 | CSO AT MARKENFIELD ROAD | TEMP.2792 | Markenfield road, guildford | Storm discharge at CSO | SU9928050320 | RIVER WEY | GB106039017630 | Wey (Shalford to River Thames confluence at Weybridge) | Inland | No | No | No | 0 | No | 0 | No | 0 | No | 0 | Yes | River Wey | No | 0 | No | N/A | 0 | No | No | No | N/A | N/A | N/A | No | 0 | Surface Water | N | Y | N | N | N | N | N | Y | N | Sewer Capacity Increase | Yes | Yes | Yes | No | No | Yes | 10 | 0 | Yes | No | No | Pending investigation | AMP 09 | 0 | AMP 09 | AMP 09 | 0 | AMP 09 |  | 0 | 0 | 0 | 0 | 0 | 0 | 1 | 0.13 | 99.6 | 0 | 0 | 99 | 0 | 0 | 94.93 | 1 | 0.11 | 100 | [12 empty] | Y |  | 0
ThW0405 | Thames Water | CAWM.0192 | HAMBLEDON SEWAGE TREATMENT WORKS | W/WR192 | Hambleden STW | Storm discharge at STW | SU7861084770 | RIVER THAMES | GB106039023233 | Thames (Reading to Cookham) | Inland | No | No | No | 0 | No | 0 | No | 0 | No | 0 | No | 0 | Yes | River Thames | No | N/A | 0 | No | No | No | N/A | N/A | N/A | No | 0 | Combination | N | N | Y | N | N | N | N | Y | N | N | Yes | Yes | Yes | No | No | Yes | 10 | 0 | Yes | No | No | Pending investigation | AMP 08 | 0 | AMP 08 | AMP 08 | 0 | AMP 08 |  | 0 | 0 | N | N | 0 | 0 | 20 | 334 | 99.97 | 0 | 0 | 100 | 2 | 0.46 | 96.44 | N/A | N/A | N/A | [12 empty] | Y |  | 0
ThW0406 | Thames Water | TEMP.2675 | CSO AT HANNINGTON | TEMP.2675 | Hannington | Storm discharge at CSO | SU1772093470 | Bydemill Ditch | GB106039023710 | Bydemill Brook (Source to Thames) | Inland | No | No | No | 0 | No | 0 | No | 0 | No | 0 | No | 0 | No | 0 | No | N/A | 0 | No | No | No | N/A | N/A | N/A | No | 0 | Surface Water | N | Y | N | N | N | N | N | Y | N | Sewer Capacity Increase | Yes | No | No | No | Yes | Yes | 10 | 0 | No | No | No | N | AMP 11 | 0 | AMP 11 | AMP 11 | Improvements at this site are profiled in line with HMG targets timescales to balance deliverability and affordability considerations, and we will be reviewing the profiling as new information will become available. | AMP 11 |  | 0 | 0 | 0 | 0 | 0 | 0 | 21 | 62 | 99.85 | 2 | 7.89 | 100 | 14 | 20.21 | 94.35 | 16 | 40.66 | 99.98 | [12 empty] | Y |  | 0
ThW0407 | Thames Water | TEMP.2184 | Water End | TEMP.2184 | Water End (Newnham) SPS | Storm discharge at SPS | SU6940053300 | Lyde River | GB106039017100 | Lyde | Inland | No | No | No | 0 | No | 0 | No | 0 | No | 0 | Yes | Lyde River | No | 0 | No | N/A | 0 | No | No | No | N/A | N/A | N/A | No | 0 | Surface Water | N | Y | N | N | N | N | N | Y | N | N | Yes | Yes | Yes | No | No | Yes | 10 | 0 | Yes | No | No | Pending investigation | AMP 09 | 0 | AMP 09 | AMP 09 | 0 | AMP 09 |  | 0 | 0 | 0 | 0 | 0 | 0 | 1 | 9.25 | 99.53 | N/A | N/A | N/A | 5 | 16.19 | 96.66 | 5 | 25.73 | 100 | [12 empty] | Y |  | 0
ThW0408 | Thames Water | TEMP.2200 | West End, Essendon | TEMP.2200 | West End (Essendon) SPS | Storm discharge at SPS | TL2680008600 | Wood Hill Brook | GB106038033392 | Lee (from Luton Hoo Lakes to Hertford) | Inland | Yes-Probable | No | No | 0 | No | 0 | No | 0 | No | 0 | No | 0 | No | 0 | No | N/A | 0 | No | No | No | N/A | N/A | N/A | No | 0 | Surface Water | N | Y | N | N | N | N | N | Y | N | N | Yes | Yes | Yes | No | No | Yes | 10 | 0 | Yes | No | No | Pending investigation | AMP 09 | 0 | AMP 09 | AMP 09 | 0 | AMP 09 |  | 0 | 0 | 0 | 0 | 0 | 0 | 11 | 112 | 98.01 | N/A | N/A | N/A | 1 | 0.25 | 23.59 | 7 | 33.36 | 91.09 | [12 empty] | Y |  | 0
ThW0409 | Thames Water | TEMP.0924 | Essendon, Holywell Bridge | TEMP.0924 | Essendon SPS | Storm discharge at SPS | TL2760009700 | Lea | GB106038033392 | Lee (from Luton Hoo Lakes to Hertford) | Inland | Yes-Probable | No | No | 0 | No | 0 | No | 0 | No | 0 | Yes | 0 | Yes | Lea Navigation & River Lee | No | N/A | 0 | No | No | No | N/A | N/A | N/A | No | 0 | Surface Water | N | Y | N | N | N | N | N | Y | N | N | Yes | Yes | Yes | No | No | Yes | 10 | 0 | Yes | No | No | Pending investigation | AMP 09 | 0 | AMP 09 | AMP 09 | 0 | AMP 09 |  | 0 | 0 | 0 | 0 | 0 | 0 | 3 | 14.25 | 99.8 | 4 | 10.84 | 100 | 3 | 13.7 | 96.72 | 8 | 44.57 | 99.15 | [12 empty] | Y |  | 0
ThW0410 | Thames Water | TEMP.2653 | Hatfield (Mill Green) | TEMP.2653 | Mill Green STW | Storm discharge at STW | TL2500009701 | Lee | GB106038033392 | Lee (from Luton Hoo Lakes to Hertford) | Inland | Yes-Probable | No | No | 0 | No | 0 | No | 0 | No | 0 | Yes | 0 | No | 0 | No | N/A | 0 | No | No | No | N/A | N/A | N/A | No | 0 | Surface Water | N | Y | N | N | N | N | N | N | N | N | Yes | Yes | Yes | No | No | No | 10 | 0 | Yes | No | No | Pending investigation | AMP 09 | 0 | AMP 09 | AMP 09 | 0 | N/A | Y | 0 | 0 | 0 | 0 | 0 | 0 | 10 | 79 | 89.09 | 6 | 34.28 | 100 | 4 | 3.63 | 97.92 | 7 | 11.6 | 100 | [12 empty] | Y |  | 0
ThW0411 | Thames Water | TEMP.1114 | Hatfield Broad Oak Cage End | TEMP.1114 | Cage End (Hatfield Broadoak) SPS | Storm discharge at SPS | TL5460016300 | Pinsey Brook | GB106038033380 | Pincey Brook | Inland | No | No | No | 0 | No | 0 | No | 0 | No | 0 | No | 0 | No | 0 | No | N/A | 0 | No | No | No | N/A | N/A | N/A | No | 0 | Surface Water | N | Y | N | N | N | N | N | Y | N | N | Yes | No | No | No | Yes | Yes | 10 | 0 | No | No | No | Pending investigation | AMP 12 | 0 | AMP 12 | AMP 12 | Improvements at this site are profiled in line with HMG targets timescales to balance deliverability and affordability considerations, and we will be reviewing the profiling as new information will become available. | AMP 12 |  | 0 | 0 | 0 | 0 | 0 | 0 | 5 | 24 | 86.96 | 4 | 15.85 | 94 | N/A | N/A | N/A | N/A | N/A | N/A | [12 empty] | Y |  | 0
ThW0412 | Thames Water | TEMP.1003 | Friday Street, Henley | TEMP.1003 | Friday Street (Henley) SPS | Storm discharge at SPS | SU7630082700 | Thames | GB106039023233 | Thames (Reading to Cookham) | Inland | No | No | No | 0 | No | 0 | No | 0 | No | 0 | No | 0 | Yes | River Thames | No | N/A | 0 | No | No | No | N/A | N/A | N/A | No | 0 | Surface Water | N | Y | N | N | N | N | N | Y | N | Sewer Capacity Increase | Yes | Yes | Yes | No | Yes | Yes | 10 | 0 | Yes | No | No | Pending investigation | AMP 09 | 0 | AMP 09 | AMP 09 | 0 | AMP 09 |  | 0 | 0 | 0 | 0 | 0 | 0 | 14 | 11.8 | 87.76 | 1 | 0.42 | 72 | 17 | 323.89 | 66.03 | 6 | 7.77 | 86.45 | [12 empty] | Y |  | 0
ThW0413 | Thames Water | Permit application under consideration | Highworth Eastrop | RET/TH/24 | Highworth Eastrop CSO (GWA site) | Storm discharge at CSO | AA - Permitting in process | 0 | GB40602G600600 | Shrivenham Corallian | Inland | No | No | No | 0 | No | 0 | No | 0 | No | 0 | No | 0 | No | 0 | No | N/A | 0 | No | No | No | N/A | N/A | N/A | No | 0 | Surface Water | N | Y | N | N | N | N | N | Y | N | Sewer Capacity Increase | Yes | No | No | No | Yes | Yes | 10 | 0 | No | No | No | N | AMP 11 | 0 | AMP 11 | AMP 11 | Improvements at this site are profiled in line with HMG targets timescales to balance deliverability and affordability considerations, and we will be reviewing the profiling as new information will become available. | AMP 11 |  | 0 | 0 | 0 | 0 | 0 | 0 | 32 | 44.5 | 99.01 | 0 | 0 | 0 | N/A | N/A | N/A | N/A | N/A | N/A | [12 empty] | Y |  | 0
ThW0414 | Thames Water | TEMP.1250 | Kilda Road | TEMP.1250 | Kilda Road (Highworth) SPS | Storm discharge at SPS | SU1950093000 | Westrop Brook | GB106039023711 | Westrop Brook | Inland | No | No | No | 0 | No | 0 | No | 0 | No | 0 | No | 0 | No | 0 | No | N/A | 0 | No | No | No | N/A | N/A | N/A | No | 0 | Surface Water | N | Y | N | N | N | N | N | Y | N | N | Yes | No | No | No | No | Yes | 10 | 0 | No | No | No | Pending investigation | AMP 12 | 0 | AMP 12 | AMP 12 | Improvements at this site are profiled in line with HMG targets timescales to balance deliverability and affordability considerations, and we will be reviewing the profiling as new information will become available. | AMP 12 |  | 0 | 0 | 0 | 0 | 0 | 0 | 0 | 0 | 46.87 | 0 | 0 | 98 | 0 | 0 | 100 | 0 | 0 | 100 | [12 empty] | Y |  | 0
ThW0415 | Thames Water | CNTD.0075 | HIGHWORTH WWTW | D75 | Highworth STW | Storm discharge at STW | SU1979093770 | WESTROP BROOK | GB106039023711 | Westrop Brook | Inland | No | Yes | No | 0 | No | 0 | No | 0 | No | 0 | No | 0 | Yes | Westrop Brook | No | N/A | 0 | No | No | No | N/A | N/A | N/A | No | Not asset maintenance - Hydraulic capacity | Surface Water | Y | N | N | N | N | Y | N | N | N | Surface Water Separation | Yes | Yes | Yes | No | Yes | No | 10 | 0 | Yes | No | No | N | AMP 09 | 0 | AMP 09 | AMP 09 | 0 | N/A |  | 0 | 0 | 0 | 0 | 0 | 0 | 60 | 874.5 | 92.24 | 30 | 334.48 | 100 | 45 | 527.57 | 98.5 | 69 | 874.35 | 99.97 | [12 empty] | Y |  | 0
ThW0416 | Thames Water | CTCR.1765 | CSO AT CAPEL SPS | 1765 | Capel SPS | Storm discharge at SPS | TQ1808041040 | DEANOAK BROOK | GB106039017530 | Deanoak Brook | Inland | No | No | No | 0 | No | 0 | No | 0 | No | 0 | No | 0 | No | 0 | No | N/A | 0 | No | No | No | N/A | N/A | N/A | No | 0 | Surface Water | N | Y | N | N | N | N | N | Y | N | N | Yes | No | No | No | Yes | Yes | 10 | 0 | No | No | No | N | AMP 11 | 0 | AMP 11 | AMP 11 | Improvements at this site are profiled in line with HMG targets timescales to balance deliverability and affordability considerations, and we will be reviewing the profiling as new information will become available. | AMP 11 |  | 0 | 0 | 0 | 0 | 0 | 0 | 24 | 138.75 | 75.29 | 0 | 0 | 30 | 47 | 91.4 | 92.05 | 35 | 265.11 | 99.99 | [12 empty] | Y |  | 0
ThW0417 | Thames Water | TEMP.0822 | Dean Oak Lane | TEMP.0822 | Dean Oak Lane (Leigh) SPS | Storm discharge at SPS | TQ2380045300 | Deanoak Brook | GB106039017530 | Deanoak Brook | Inland | No | No | No | 0 | No | 0 | No | 0 | No | 0 | No | 0 | No | 0 | No | N/A | 0 | No | No | No | N/A | N/A | N/A | No | 0 | Surface Water | N | Y | N | N | N | N | N | Y | N | N | Yes | No | No | No | No | Yes | 10 | 0 | No | No | No | Pending investigation | AMP 11 | 0 | AMP 11 | AMP 11 | Improvements at this site are profiled in line with HMG targets timescales to balance deliverability and affordability considerations, and we will be reviewing the profiling as new information will become available. | AMP 11 |  | 0 | 0 | 0 | 0 | 0 | 0 | 7 | 12 | 100 | 1 | 2.96 | 100 | 0 | 0 | 97.83 | 4 | 5.43 | 100 | [12 empty] | Y |  | 0
ThW0418 | Thames Water | CNTD.0079 | IVER NORTH WWTW | D.79 | Iver (North) STW | Storm discharge at STW | TQ0434080810 | COLNE BROOK | GB106039023010 | Colne Brook | Inland | No | No | No | 0 | No | 0 | No | 0 | No | 0 | No | 0 | Yes | Rivers Colne, Gade, Chess & Colne Brook | No | N/A | 0 | No | No | No | N/A | N/A | N/A | No | 0 | Surface Water | Y | N | Y | N | N | N | N | Y | N | Surface Water Separation | Yes | Yes | Yes | No | Yes | Yes | 10 | 0 | Yes | No | No | Pending investigation | AMP 11 | 0 | AMP 11 | AMP 11 | Improvements at this site are profiled in line with HMG targets timescales to balance deliverability and affordability considerations, and we will be reviewing the profiling as new information will become available. | AMP 11 |  | 0 | 0 | 0 | 0 | 0 | 0 | 1 | 11.75 | 100 | 0 | 0 | 100 | 11 | 162.89 | 97.94 | 0 | 0 | 100 | [12 empty] | Y |  | 0
ThW0419 | Thames Water | CATM.3520 | KEMPSFORD STW, KEMPSFORD, FAIRFORD, | WR3520 | Kempsford STW | Storm discharge at STW | SU1660097500 | DUDGROVE STREAM | GB106039023110 | Dudgrove Brook | Inland | No | No | No | 0 | No | 0 | No | 0 | No | 0 | No | 0 | No | 0 | No | N/A | 0 | No | No | No | N/A | N/A | N/A | No | 0 | Surface Water | N | Y | N | N | N | N | N | Y | N | N | Yes | No | No | No | No | Yes | 10 | 0 | No | No | No | Pending investigation | AMP 12 | 0 | AMP 12 | AMP 12 | Improvements at this site are profiled in line with HMG targets timescales to balance deliverability and affordability considerations, and we will be reviewing the profiling as new information will become available. | AMP 12 |  | 0 | 0 | 0 | 0 | 0 | 0 | 8 | 44 | 99.49 | 0 | 0 | 100 | 0 | 0 | 96.71 | 0 | 0 | 100 | [12 empty] | Y |  | 0
ThW0420 | Thames Water | CTCR.1644 | RIVER LANE PUMPING STATION, FETCHAM | 1644 | River Lane (Leatherhead) SPS | Storm discharge at SPS | TQ1470057100 | MOLE | GB106039017624 | Mole - Dorking to Leatherhead | Inland | No | No | No | 0 | No | 0 | No | 0 | No | 0 | Yes | River Mole | No | 0 | No | N/A | 0 | No | No | No | N/A | N/A | N/A | No | 0 | Surface Water | N | Y | N | N | N | N | N | Y | N | N | Yes | Yes | Yes | No | No | Yes | 10 | 0 | Yes | No | No | Pending investigation | AMP 09 | 0 | AMP 09 | AMP 09 | 0 | AMP 09 |  | 0 | 0 | 0 | 0 | 0 | 0 | 4 | 18 | 99.76 | N/A | N/A | N/A | 5 | 7.72 | 97.72 | 6 | 5.29 | 70.16 | [12 empty] | Y |  | 0
ThW0421 | Thames Water | TEMP.0730 | Commonside | TEMP.0730 | Commonside (Leatherhead) SPS | Storm discharge at SPS | TQ1330056200 | Bookham Brook | GB106039017600 | Downside Ditches and Bookham Brook | Inland | No | No | Yes | Bookham Commons | No | 0 | No | 0 | No | 0 | No | 0 | No | 0 | No | N/A | 0 | No | No | No | N/A | N/A | N/A | No | 0 | Surface Water | N | Y | N | N | N | N | N | Y | N | N | Yes | Yes | Yes | No | No | Yes | 10 | 0 | Yes | No | No | Pending investigation | AMP 09 | 0 | AMP 09 | AMP 09 | 0 | AMP 09 |  | 0 | 0 | 0 | 0 | 0 | 0 | 2 | 8.75 | 96.13 | 0 | 0 | 97 | 5 | 7.87 | 100 | 2 | 6.52 | 100 | [12 empty] | Y |  | 0
ThW0422 | Thames Water | CTCR.1797 | LECHLADE STW | 1797 | Lechlade STW | Storm discharge at STW | SU2271099330 | LEACH | GB106039030040 | Leach (Source to Thames) | Inland | No | No | No | 0 | No | 0 | No | 0 | No | 0 | No | 0 | No | 0 | No | N/A | 0 | No | No | No | N/A | N/A | N/A | No | 0 | Surface Water | N | Y | N | N | N | N | N | Y | N | N | Yes | No | No | No | Yes | Yes | 10 | 0 | No | No | No | N | AMP 11 | 0 | AMP 11 | AMP 11 | Improvements at this site are profiled in line with HMG targets timescales to balance deliverability and affordability considerations, and we will be reviewing the profiling as new information will become available. | AMP 11 |  | 0 | 0 | 0 | 0 | 0 | 0 | 45 | 688.5 | 99.76 | 3 | 14.16 | 100 | 35 | 597.61 | 97.85 | 51 | 845.12 | 100 | [12 empty] | Y |  | 0
ThW0423 | Thames Water | TEMP.2659 | High Wycombe 'a' | TEMP.2659 | High Wycombe Transfer | Storm discharge at SPS | SU8850092000 | Wye | GB106039023880 | Wye (High Wycombe fire station to Thames) | Inland | No | No | No | 0 | No | 0 | No | 0 | No | 0 | Yes | River Wye | No | 0 | No | N/A | 0 | No | No | No | N/A | N/A | N/A | No | 0 | Surface Water | N | Y | N | N | N | N | N | Y | N | N | Yes | Yes | Yes | No | No | Yes | 10 | 0 | Yes | No | No | Pending investigation | AMP 09 | 0 | AMP 09 | AMP 09 | 0 | AMP 09 |  | 0 | 0 | 0 | 0 | 0 | 0 | 0 | 0 | 100 | 0 | 0 | 100 | 0 | 0 | 100 | 0 | 0 | 100 | [12 empty] | Y |  | 0
ThW0424 | Thames Water | CSSC.1403 | LITTLE MILTON WWTW | COPA/1403 | Little Milton STW | Storm discharge at STW | SP6210000560 | Gainsbridge Brook | GB106039023780 | Haseley Brook | Inland | No | No | No | 0 | No | 0 | No | 0 | No | 0 | No | 0 | Yes | River Thame | No | N/A | 0 | No | No | No | N/A | N/A | N/A | No | Performance - Asset configuration (e.g. PS/rising main/storm tanks) | Surface Water | N | Y | N | N | N | N | N | Y | N | N | Yes | Yes | Yes | No | Yes | Yes | 10 | 0 | Yes | No | No | N | AMP 08 | 0 | AMP 08 | AMP 08 | 0 | AMP 08 |  | 0 | 0 | 0 | 0 | 0 | 0 | 68 | 1258.25 | 97.79 | 59 | 1053.25 | 98 | 35 | 132.21 | 95.88 | 4 | 8.62 | 97.79 | [12 empty] | Y |  | 0
ThW0425 | Thames Water | TEMP.2431 | Barbers Lane | TEMP.2431 | Barbers lane | Storm discharge at CSO | TL0922021380 | Lee | GB106038033391 | Lee (from Luton to Luton Hoo Lakes) | Inland | Yes-Probable | No | No | 0 | No | 0 | No | 0 | No | 0 | No | 0 | No | 0 | No | N/A | 0 | No | No | No | N/A | N/A | N/A | No | 0 | Surface Water | N | Y | N | N | N | N | N | Y | N | Sewer Capacity Increase | Yes | Yes | Yes | No | No | Yes | 10 | 0 | Yes | No | No | Pending investigation | AMP 09 | 0 | AMP 09 | AMP 09 | 0 | AMP 09 |  | 0 | 0 | 0 | 0 | 0 | 0 | 0 | 0 | 100 | 0 | 0 | 100 | 1 | 0.8 | 98.22 | 5 | 4.39 | 100 | [12 empty] | Y |  | 0
ThW0426 | Thames Water | TEMP.2984 | CSO AT VAUXHALL MOTORS | TEMP.2984 | Vauxhall motors | Storm discharge at CSO | TL0991020730 | RIVER LEE / LEA | GB106038033391 | Lee (from Luton to Luton Hoo Lakes) | Inland | Yes-Probable | No | No | 0 | No | 0 | No | 0 | No | 0 | Yes | River Lea or Lee | No | 0 | No | N/A | 0 | No | No | No | N/A | N/A | N/A | No | 0 | Surface Water | N | Y | N | N | N | N | N | Y | N | Sewer Capacity Increase | Yes | Yes | Yes | No | No | Yes | 10 | 0 | Yes | No | No | Pending investigation | AMP 09 | 0 | AMP 09 | AMP 09 | 0 | AMP 09 |  | 0 | 0 | 0 | 0 | 0 | 0 | 2 | 2.25 | 100 | 7 | 3.5 | 100 | 1 | 1.42 | 99.69 | 2 | 0.89 | 100 | [12 empty] | Y |  | 0
ThW0427 | Thames Water | TEMP.2368 | Amersham Balancing Tanks | TEMP.2368 | Amersham balancing tanks/amersham vale stk | Storm discharge at CSO | SU9790096100 | Misbourne | GB106039029830 | Misbourne | Inland | No | No | No | 0 | No | 0 | No | 0 | No | 0 | Yes | River Misbourne | No | 0 | No | N/A | 0 | No | No | No | N/A | N/A | N/A | No | 0 | Combination | N | Y | N | N | N | N | N | Y | N | Sewer Capacity Increase | Yes | Yes | Yes | No | Yes | Yes | 10 | 0 | Yes | No | No | Pending investigation | AMP 09 | 0 | AMP 09 | AMP 09 | 0 | AMP 09 |  | 0 | 0 | 0 | 0 | 0 | 0 | 1 | 9.5 | 25.86 | 0 | 0 | 0 | N/A | N/A | 0 | 0 | 0 | 0 | [12 empty] | Y |  | 0
ThW0428 | Thames Water | TEMP.2331 | 15 Coldharbour Lane, Bushey | TEMP.2331 | 15 coldharbour lane, bushey | Storm discharge at CSO | TQ1390095400 | Colne Brook | GB106039029840 | Colne (from Confluence with Ver to Gade) | Inland | No | No | No | 0 | No | 0 | No | 0 | No | 0 | Yes | 0 | No | 0 | No | N/A | 0 | No | No | No | N/A | N/A | N/A | No | 0 | Surface Water | N | Y | N | N | N | N | N | Y | N | Sewer Capacity Increase | Yes | Yes | Yes | No | No | Yes | 10 | 0 | Yes | No | No | Pending investigation | AMP 09 | 0 | AMP 09 | AMP 09 | 0 | AMP 09 |  | 0 | 0 | 0 | 0 | 0 | 0 | 0 | 0 | 98.68 | 0 | 0 | 100 | 0 | 0 | 92.52 | 0 | 0 | 100 | [12 empty] | Y |  | 0
ThW0429 | Thames Water | CANM.0473 | KIMPTON ROAD CSO | N/WR0473 | Kimpton road (vauxhall rd) | Storm discharge at CSO | TL0916000040 | THE RIVER LEE | GB106038033391 | Lee (from Luton to Luton Hoo Lakes) | Inland | Yes-Probable | No | No | 0 | No | 0 | No | 0 | No | 0 | Yes | River Lea or Lee | No | 0 | No | N/A | 0 | No | No | No | N/A | N/A | N/A | No | 0 | Surface Water | N | Y | N | N | N | N | N | Y | N | Sewer Capacity Increase | Yes | Yes | Yes | No | No | Yes | 10 | 0 | Yes | No | No | Pending investigation | AMP 09 | 0 | AMP 09 | AMP 09 | 0 | AMP 09 |  | 0 | 0 | 0 | 0 | 0 | 0 | 1 | 0.75 | 99.99 | 0 | 0 | 91 | 1 | 0.5 | 100 | N/A | N/A | N/A | [12 empty] | Y |  | 0
ThW0430 | Thames Water | TEMP.0856 | Draycott Foliat | TEMP.0856 | Draycot Foliat SPS | Storm discharge at SPS | SU1870077700 | River Ray | GB106039023320 | Ray (Wiltshire) source to Lydiard Brook | Inland | No | No | No | 0 | No | 0 | No | 0 | No | 0 | Yes | 0 | No | 0 | No | N/A | 0 | No | No | No | N/A | N/A | N/A | No | 0 | Surface Water | N | Y | N | N | N | N | N | Y | N | N | Yes | Yes | Yes | No | No | Yes | 10 | 0 | Yes | No | No | Pending investigation | AMP 09 | 0 | AMP 09 | AMP 09 | 0 | AMP 09 |  | 0 | 0 | 0 | 0 | 0 | 0 | 0 | 0 | 77.24 | 0 | 0 | 45 | 0 | 0 | 100 | 0 | 0 | 100 | [12 empty] | Y |  | 0
ThW0431 | Thames Water | CTCR.1531 | MIDGHAM WWTW | 1531 | Midgham STW | Storm discharge at STW | SU5567067400 | Kennet & Avon Canal | GB70610180 | Kennet and Avon Canal, Copse Lock to Reading | Inland | No | No | No | 0 | No | 0 | No | 0 | No | 0 | No | 0 | No | 0 | No | N/A | 0 | No | No | No | N/A | N/A | N/A | No | 0 | Surface Water | N | Y | N | N | N | N | N | N | N | N | Yes | No | No | No | Yes | No | 10 | 0 | No | No | No | N | AMP 11 | 0 | AMP 11 | AMP 11 | Improvements at this site are profiled in line with HMG targets timescales to balance deliverability and affordability considerations, and we will be reviewing the profiling as new information will become available. | N/A |  | 0 | 0 | 0 | 0 | 0 | 0 | 3 | 5.5 | 98.15 | 6 | 122.72 | 94 | 4 | 101.89 | 100 | 44 | 205.52 | 98.83 | [12 empty] | Y |  | 0
ThW0432 | Thames Water | TEMP.2805 | Newbury (New) | TEMP.2805 | Newbury STW | Storm discharge at STW | SU4990066700 | Kennet | GB106039017420 | Kennet (Lambourn confluence to Enborne confluence) | Inland | No | Yes | Yes | Thatcham Reed Beds | Yes | Kennet & Lambourn Floodplain | No | 0 | No | 0 | Yes | Drain | No | 0 | No | N/A | 0 | No | No | No | N/A | N/A | N/A | No | Performance - Asset configuration (e.g. PS/rising main/storm tanks) | Surface Water | N | N | Y | N | N | N | N | N | N | N | Yes | Yes | Yes | No | Yes | No | 10 | 0 | Yes | No | No | N | AMP 08 | 0 | AMP 08 | AMP 08 | 0 | N/A | Y | 0 | 0 | N | N | 0 | 0 | 61 | 582.17 | 99.8 | N/A | N/A | N/A | 25 | 251.02 | 95.97 | 61 | 929.08 | 100 | [12 empty] | Y |  | 0
ThW0433 | Thames Water | TEMP.2197 | Wealdbridge, North Weald | TEMP.2197 | Weald Bridge Road (North Weald) SPS | Storm discharge at SPS | TL5100006400 | Cripsey Brook | GB106037033481 | Cripsey Brook | Inland | Yes-Probable | No | No | 0 | No | 0 | No | 0 | No | 0 | No | 0 | No | 0 | No | N/A | 0 | No | No | No | N/A | N/A | N/A | No | 0 | Surface Water | N | Y | N | N | N | N | N | Y | N | N | Yes | Yes | Yes | No | Yes | Yes | 10 | 0 | Yes | No | No | N | AMP 08 | 0 | AMP 08 | AMP 08 | 0 | AMP 08 |  | 0 | 0 | N | N | 0 | 0 | 19 | 156 | 74.4 | N/A | N/A | N/A | 27 | 169.26 | 97.85 | 34 | 252.51 | 100 | [12 empty] | Y |  | 0
ThW0434 | Thames Water | TEMP.2973 | The Willows, North Hinksey Lane | TEMP.2973 | The willows, north hinksey lane | Storm discharge at CSO | SP4953005490 | Seacourt Stream | GB106039030334 | Thames (Evenlode to Thame) | Inland | No | No | No | 0 | No | 0 | No | 0 | No | 0 | No | 0 | No | 0 | No | N/A | 0 | No | No | No | N/A | N/A | N/A | No | 0 | Surface Water | N | Y | N | N | N | N | N | Y | N | Sewer Capacity Increase | Yes | No | No | No | No | Yes | 10 | 0 | No | No | No | N | AMP 11 | 0 | AMP 11 | AMP 11 | Improvements at this site are profiled in line with HMG targets timescales to balance deliverability and affordability considerations, and we will be reviewing the profiling as new information will become available. | AMP 11 |  | 0 | 0 | 0 | 0 | 0 | 0 | 11 | 96.25 | 96.78 | N/A | N/A | N/A | 10 | 94.78 | 96.74 | 10 | 96.81 | 94.53 | [12 empty] | Y |  | 0
ThW0435 | Thames Water | TEMP.1358 | Littlemore Low Level | TEMP.1358 | Heyford Hill Lane (Littlemore) SPS | Storm discharge at SPS | SP5250002900 | Thames | GB106039030334 | Thames (Evenlode to Thame) | Inland | No | No | No | 0 | No | 0 | No | 0 | No | 0 | No | 0 | No | 0 | No | N/A | 0 | No | No | No | N/A | N/A | N/A | No | 0 | Surface Water | N | Y | N | N | N | N | N | Y | N | N | Yes | Yes | Yes | No | No | Yes | 10 | 0 | Unknown | No | No | Pending investigation | AMP 09 | 0 | AMP 09 | AMP 09 | 0 | AMP 09 |  | 0 | 0 | 0 | 0 | 0 | 0 | 5 | 17.17 | 99.47 | 0 | 0 | 100 | 10 | 72.74 | 97.87 | 3 | 14 | 100 | [12 empty] | Y |  | 0
ThW0436 | Thames Water | TEMP.2457 | Cassington (New) | TEMP.2457 | Cassington STW | Storm discharge at STW | SP4660010100 | Thames | GB106039030334 | Thames (Evenlode to Thame) | Inland | No | No | Yes | Cassington Meadows | Yes | Oxford Meadows | No | 0 | No | 0 | No | 0 | Yes | River Thames | No | N/A | Wolvercote Mill Stream | No | No | Yes | Poor | N/A | N/A | No | 0 | Surface Water | Y | N | Y | N | N | N | N | Y | N | Surface Water Separation | Yes | Yes | Yes | Yes | Yes | Yes | 2 | 1 | Yes | No | Yes | N | AMP 08 | 2030 | AMP 08 | AMP 08 | Improvement planned to be delivered to a faster timeline to meet Bathing Water targets. | AMP 08 | Y | 0 | 0 | N | N | Spill reduction | UV - pending investigation | 2 | 14.25 | 99.13 | 0 | 0 | 100 | 28 | 383.57 | 100 | 28 | 229.9 | 99.85 | 0 | 0 | 100 | 0 | 0 | 99.99 | 0 | 0 | 77.54 | 0 | 0 | 99.57 | Y |  | 0
ThW0437 | Thames Water | CTCR.1642 | PRINCES RISBOROUGH STW, SUMMERLEYS | 1642 | Princes Risborough STW | Storm discharge at STW | SP7983003840 | HORSENDEN STREAM | GB106039030200 | Kingsey Cuttle Brook and tributaries at Thame | Inland | Yes-Probable | No | No | 0 | No | 0 | No | 0 | No | 0 | Yes | 0 | Yes | Kingsey Cuttle Brook | No | N/A | 0 | No | No | No | N/A | N/A | N/A | No | Performance - Infiltration | Combination | Y | N | Y | N | N | N | N | Y | N | Surface Water Separation | Yes | Yes | Yes | No | Yes | Yes | 10 | 0 | Yes | No | No | N | AMP 09 | 0 | AMP 09 | AMP 09 | 0 | AMP 09 | Y | 0 | 0 | 0 | 0 | 0 | 0 | 14 | 119.75 | 100 | N/A | N/A | N/A | 93 | 1685.68 | 99.65 | 106 | 1706.84 | 100 | [12 empty] | Y |  | 0
ThW0438 | Thames Water | CNTD.0051 | PURTON WWTW | D51 | Purton STW | Storm discharge at STW | SU0891089250 | TRIBUTARY OF RIVER KEY | GB106039023650 | Key (Source to Thames) | Inland | No | No | No | 0 | No | 0 | No | 0 | No | 0 | No | 0 | No | 0 | No | N/A | 0 | No | No | No | N/A | N/A | N/A | No | 0 | Surface Water | Y | N | N | N | N | Y | N | N | N | Surface Water Separation | Yes | No | No | No | Yes | No | 10 | 0 | No | No | No | N | AMP 12 | 0 | AMP 12 | AMP 12 | Improvements at this site are profiled in line with HMG targets timescales to balance deliverability and affordability considerations, and we will be reviewing the profiling as new information will become available. | N/A | Y | 0 | 0 | 0 | 0 | 0 | 0 | 41 | 581.75 | 76.51 | N/A | N/A | N/A | 24 | 256 | 99.45 | 33 | 367.01 | 100 | [12 empty] | Y |  | 0
ThW0439 | Thames Water | TEMP.1768 | Reading, Blakes Lock | TEMP.1768 | Blakes Lock (Reading) SPS | Storm discharge at SPS | SU7270073400 | Holly Brook | GB106039023140 | Lower Kennet (Sheffield Bottom to Reading) | Inland | No | No | No | 0 | No | 0 | No | 0 | No | 0 | Yes | 0 | No | 0 | No | N/A | 0 | No | No | No | N/A | N/A | N/A | No | 0 | Surface Water | N | Y | N | N | N | N | N | Y | N | N | Yes | Yes | Yes | No | No | Yes | 10 | 0 | Yes | No | No | Pending investigation | AMP 09 | 0 | AMP 09 | AMP 09 | 0 | AMP 09 |  | 0 | 0 | 0 | 0 | 0 | 0 | 0 | 0 | 99.39 | N/A | N/A | N/A | 0 | 0 | 97.44 | 0 | 0 | 100 | [12 empty] | Y |  | 0
ThW0440 | Thames Water | TEMP.1769 | Reading, Caversham | TEMP.1769 | Caversham (Reading) SPS | Storm discharge at SPS | SU7280074500 | Thames | GB106039030331 | Thames Wallingford to Caversham | Inland | No | No | No | 0 | No | 0 | No | 0 | No | 0 | No | 0 | No | 0 | No | N/A | 0 | No | No | No | N/A | N/A | N/A | No | 0 | Surface Water | N | Y | N | N | N | N | N | Y | N | N | No | No | No | No | No | No | 10 | 0 | No | No | No | Pending investigation | AMP 12 | 0 | AMP 12 | AMP 12 | Improvements at this site are profiled in line with HMG targets timescales to balance deliverability and affordability considerations, and we will be reviewing the profiling as new information will become available. | N/A |  | 0 | 0 | 0 | 0 | 0 | 0 | 0 | 0 | 98.72 | N/A | N/A | N/A | 0 | 0 | 97.33 | 0 | 0 | 100 | [12 empty] | Y |  | 0
ThW0441 | Thames Water | CTCR.2050 | FOUL SEWER OVERFLOW, OCKHAM ROAD SO | 2050 | Ockham road south foul sewer overflow | Storm discharge at CSO | TQ0946053880 | CULVERTED OCKHAM BROOK | GB106039017890 | Stratford Brook | Inland | No | No | No | 0 | No | 0 | No | 0 | No | 0 | No | 0 | No | 0 | No | N/A | 0 | No | No | No | N/A | N/A | N/A | No | 0 | Surface Water | N | Y | N | N | N | N | N | Y | N | Sewer Capacity Increase | Yes | Yes | Yes | No | No | Yes | 10 | 0 | Unknown | No | No | Pending investigation | AMP 11 | 0 | AMP 11 | AMP 11 | Improvements at this site are profiled in line with HMG targets timescales to balance deliverability and affordability considerations, and we will be reviewing the profiling as new information will become available. | AMP 11 |  | 0 | 0 | 0 | 0 | 0 | 0 | 0 | 0 | 98.65 | 0 | 0 | 100 | 1 | 4.24 | 93.55 | 0 | 0 | 100 | [12 empty] | Y |  | 0
ThW0442 | Thames Water | TEMP.0382 | Bakers Farm, High Wych | TEMP.0382 | Bakers Farm (Sawbridgeworth) SPS | Storm discharge at SPS | TL4620014200 | High Wych Ditch | GB106038033282 | Stort and Navigation, Harlow to Lee | Inland | Yes-Confirmed | No | No | 0 | No | 0 | No | 0 | No | 0 | No | 0 | No | 0 | No | N/A | 0 | No | No | No | N/A | N/A | N/A | No | 0 | Surface Water | N | Y | N | N | N | N | N | Y | N | N | Yes | Yes | Yes | No | Yes | Yes | 10 | 0 | Yes | No | No | N | AMP 09 | 0 | AMP 09 | AMP 09 | 0 | AMP 09 |  | 0 | 0 | 0 | 0 | 0 | 0 | 4 | 11 | 99.56 | 2 | 1.37 | 100 | 38 | 350.37 | 98.98 | 12 | 43.07 | 100 | [12 empty] | Y |  | 0
ThW0443 | Thames Water | TEMP.2279 | Winters Brook, Hastingwood | TEMP.2279 | Wynters Brook (Hastingwood) SPS | Storm discharge at SPS | TL4890007800 | Shonks Brook | GB106037033481 | Cripsey Brook | Inland | Yes-Probable | No | No | 0 | No | 0 | No | 0 | No | 0 | No | 0 | No | 0 | No | N/A | 0 | No | No | No | N/A | N/A | N/A | No | 0 | Surface Water | N | Y | N | N | N | N | N | Y | N | N | Yes | Yes | Yes | No | Yes | Yes | 10 | 0 | Yes | No | No | N | AMP 09 | 0 | AMP 09 | AMP 09 | 0 | AMP 09 |  | 0 | 0 | 0 | 0 | 0 | 0 | 44 | 386.75 | 99.96 | N/A | N/A | N/A | 32 | 323.91 | 99.32 | 0 | 0 | 80.69 | [12 empty] | Y |  | 0
ThW0444 | Thames Water | Permit application under consideration | Codicote STK | RET/TH/23 | Codicote CSO (Rabley Heath Road, Codicote) (GWA site) | Storm discharge at CSO | AA - Permitting in process | 0 | GB40601G602900 | Upper Lee Chalk | Inland | No | Yes | No | 0 | No | 0 | No | 0 | No | 0 | No | 0 | No | 0 | No | N/A | 0 | No | No | No | N/A | N/A | N/A | No | 0 | Surface Water | N | Y | N | N | N | N | N | Y | N | N | No | Yes | Yes | No | No | No | 10 | 0 | Yes | No | No | Pending investigation | AMP 09 | 0 | AMP 09 | AMP 09 | 0 | N/A |  | 0 | 0 | 0 | 0 | 0 | 0 | 4 | 5 | 99.79 | 0 | 0 | 0 | N/A | N/A | N/A | N/A | N/A | N/A | [12 empty] | Y |  | 0
ThW0445 | Thames Water | TEMP.1200 | Huckers Lane | TEMP.1200 | Selbourne SPS | Storm discharge at SPS | SU7440033900 | Oakhanger Stream | GB106039017710 | Oakhanger Stream | Inland | Yes-Confirmed | No | Yes | Coombe Wood and The Lythe | Yes | East Hampshire Hangers | No | 0 | No | 0 | Yes | 0 | No | 0 | No | N/A | 0 | No | No | No | N/A | N/A | N/A | No | 0 | Surface Water | N | Y | N | N | N | N | N | Y | N | N | Yes | Yes | Yes | No | Yes | Yes | 10 | 0 | Yes | No | No | N | AMP 08 | 0 | AMP 08 | AMP 08 | 0 | AMP 08 |  | 0 | 0 | N | N | 0 | 0 | 32 | 413.75 | 99.52 | 1 | 2.17 | 33 | 13 | 77.15 | 90.8 | 39 | 437.14 | 100 | [12 empty] | Y |  | 0
ThW0446 | Thames Water | CTCR.0742 | SELBORNE WASTEWATER TREATMENT WORKS | 742 | Selborne STW | Storm discharge at STW | SU7458033780 | OAKHANGER STREAM | GB106039017710 | Oakhanger Stream | Inland | Yes-Confirmed | Yes | Yes | Coombe Wood and The Lythe | Yes | East Hampshire Hangers | No | 0 | No | 0 | Yes | Oakhanger Stream | No | 0 | No | N/A | 0 | No | No | No | N/A | N/A | N/A | No | Not asset maintenance - Hydraulic capacity | Surface Water | Y | N | N | N | N | Y | N | N | N | Surface Water Separation | Yes | Yes | Yes | No | Yes | No | 10 | 0 | Yes | No | No | N | AMP 08 | 0 | AMP 08 | AMP 08 | 0 | N/A | Y | 0 | 0 | N | N | 0 | 0 | 115 | 2132.75 | 90.94 | N/A | N/A | N/A | 70 | 1321.69 | 62.65 | 90 | 1998.74 | 47.15 | [12 empty] | Y |  | 0
ThW0447 | Thames Water | CSSC.1425 | SEVENHAMPTON VILLAGE WWTW | COPA/1425 | Sevenhampton STW | Storm discharge at STW | SU2092090050 | TRIBUTARY OF THE RIVER COLE | GB106039022930 | Cole (Acorn Bridge to Bower Bridge) | Inland | No | Yes | No | 0 | No | 0 | No | 0 | No | 0 | No | 0 | No | 0 | No | N/A | 0 | No | No | No | N/A | N/A | N/A | No | Not asset maintenance - Hydraulic capacity | Surface Water | N | Y | N | N | N | N | N | Y | N | N | Yes | Yes | Yes | No | Yes | Yes | 10 | 0 | Yes | No | No | N | AMP 08 | 0 | AMP 08 | AMP 08 | 0 | AMP 08 |  | 0 | 0 | N | N | 0 | 0 | 103 | 2106 | 94.81 | N/A | N/A | N/A | 29 | 519.75 | 90.59 | 91 | 1771.54 | 100 | [12 empty] | Y |  | 0
ThW0448 | Thames Water | TEMP.0515 | Bramley | TEMP.0515 | Bramley (Guildford) SPS | Storm discharge at SPS | TQ0120045000 | Hascombe Stream | GB106039017810 | Cranleigh Waters | Inland | No | No | No | 0 | No | 0 | No | 0 | No | 0 | No | 0 | No | 0 | No | N/A | 0 | No | No | No | N/A | N/A | N/A | No | 0 | Surface Water | N | Y | N | N | N | N | N | Y | N | N | Yes | No | No | No | Yes | Yes | 10 | 0 | No | No | No | N | AMP 11 | 0 | AMP 11 | AMP 11 | Improvements at this site are profiled in line with HMG targets timescales to balance deliverability and affordability considerations, and we will be reviewing the profiling as new information will become available. | AMP 11 |  | 0 | 0 | 0 | 0 | 0 | 0 | 16 | 59 | 99.3 | 16 | 42.86 | 100 | 12 | 54.43 | 97.96 | 20 | 112.97 | 99.12 | [12 empty] | Y |  | 0
ThW0449 | Thames Water | NPSWQD001561 | WEST HEATH RAMSDELL PUMPING STATION | NPSWQD001561 | West Heath (Charter Alley) SPS | Storm discharge at SPS | SU5936058370 | TRIBUTARY OF BOW BROOK | GB106039017160 | Bow Brook (Pamber End to Bramley) | Inland | No | No | No | 0 | No | 0 | No | 0 | No | 0 | No | 0 | No | 0 | No | N/A | 0 | No | No | No | N/A | N/A | N/A | No | Performance - Infiltration | Surface Water | N | Y | N | N | N | N | N | Y | N | N | Yes | No | No | No | Yes | Yes | 10 | 0 | No | No | No | N | AMP 11 | 0 | AMP 11 | AMP 11 | Improvements at this site are profiled in line with HMG targets timescales to balance deliverability and affordability considerations, and we will be reviewing the profiling as new information will become available. | AMP 11 |  | 0 | 0 | 0 | 0 | 0 | 0 | 56 | 913 | 83.47 | N/A | N/A | N/A | 27 | 381.74 | 96.68 | 74 | 1138.78 | 98.32 | [12 empty] | Y |  | 0
ThW0450 | Thames Water | TEMP.1644 | Opposite St Stephen's Hall | TEMP.1644 | St Stephens Hall (Little London) SPS | Storm discharge at SPS | SU6230059300 | Bow Brook | GB106039017160 | Bow Brook (Pamber End to Bramley) | Inland | No | No | No | 0 | No | 0 | No | 0 | No | 0 | No | 0 | No | 0 | No | N/A | 0 | No | No | No | N/A | N/A | N/A | No | 0 | Surface Water | N | Y | N | N | N | N | N | Y | N | N | Yes | No | No | No | Yes | Yes | 10 | 0 | No | No | No | N | AMP 11 | 0 | AMP 11 | AMP 11 | Improvements at this site are profiled in line with HMG targets timescales to balance deliverability and affordability considerations, and we will be reviewing the profiling as new information will become available. | AMP 11 |  | 0 | 0 | 0 | 0 | 0 | 0 | 60 | 62.77 | 77.57 | N/A | N/A | N/A | 64 | 560.31 | 96.54 | 51 | 283.64 | 99.72 | [12 empty] | Y |  | 0
ThW0451 | Thames Water | TEMP.2032 | Swains Road | TEMP.2032 | Swains Road (Tadley) SPS | Storm discharge at SPS | SU5990061500 | Silchester Brook | GB106039017190 | Silchester Brook | Inland | No | No | No | 0 | No | 0 | No | 0 | No | 0 | No | 0 | No | 0 | No | N/A | 0 | No | No | No | N/A | N/A | N/A | No | 0 | Surface Water | N | Y | N | N | N | N | N | Y | N | N | Yes | No | No | No | Yes | Yes | 10 | 0 | No | No | No | Pending investigation | AMP 12 | 0 | AMP 12 | AMP 12 | Improvements at this site are profiled in line with HMG targets timescales to balance deliverability and affordability considerations, and we will be reviewing the profiling as new information will become available. | AMP 12 |  | 0 | 0 | 0 | 0 | 0 | 0 | 2 | 3.5 | 99.96 | N/A | N/A | N/A | 18 | 60.39 | 78.21 | 4 | 1.28 | 100 | [12 empty] | Y |  | 0
ThW0452 | Thames Water | TEMP.1471 | Marsh Lane Bridge, Taplow | TEMP.1471 | Marsh Lane (Taplow) SPS | Storm discharge at SPS | SU9180079900 | Boveney Ditch | GB106039023540 | Roundmoor Ditch and Boveney Ditch | Inland | Yes-Confirmed | No | No | 0 | No | 0 | No | 0 | No | 0 | No | 0 | No | 0 | No | N/A | 0 | No | No | No | N/A | N/A | N/A | No | 0 | Surface Water | N | Y | N | N | N | N | N | Y | N | N | Yes | Yes | Yes | No | No | Yes | 10 | 0 | Yes | No | No | Pending investigation | AMP 09 | 0 | AMP 09 | AMP 09 | 0 | AMP 09 |  | 0 | 0 | 0 | 0 | 0 | 0 | 0 | 0 | 91.29 | 0 | 0 | 98 | 3 | 2.32 | 95.38 | 5 | 4.31 | 100 | [12 empty] | Y |  | 0
ThW0453 | Thames Water | CAWM.0638 | TACKLEY SPS | W/WR638 | Tackley SPS & Storm SPS | Storm discharge at SPS | SP4818020440 | TRIBUTARY OF THE RVER CHERWELL | GB106039037431 | Cherwell (Nell Bridge to Bletchingdon) | Inland | No | No | No | 0 | No | 0 | No | 0 | No | 0 | No | 0 | No | 0 | No | N/A | 0 | No | No | No | N/A | N/A | N/A | No | 0 | Surface Water | N | Y | N | N | N | N | N | Y | N | N | Yes | No | No | No | No | Yes | 10 | 0 | No | No | No | Pending investigation | AMP 12 | 0 | AMP 12 | AMP 12 | Improvements at this site are profiled in line with HMG targets timescales to balance deliverability and affordability considerations, and we will be reviewing the profiling as new information will become available. | AMP 12 |  | 0 | 0 | 0 | 0 | 0 | 0 | 1 | 4 | 99.58 | N/A | N/A | N/A | 1 | 0.7 | 95.07 | 1 | 0.96 | 100 | [12 empty] | Y |  | 0
ThW0454 | Thames Water | TEMP.2042 | Takeley - Garnets | TEMP.2042 | Garnetts (Bishops Stortford) SPS | Storm discharge at SPS | TL5580021600 | Wayletts Ditch | GB106038033380 | Pincey Brook | Inland | No | No | No | 0 | No | 0 | No | 0 | No | 0 | No | 0 | No | 0 | No | N/A | 0 | No | No | No | N/A | N/A | N/A | No | 0 | Surface Water | N | Y | N | N | N | N | N | Y | N | N | Yes | No | No | No | No | Yes | 10 | 0 | No | No | No | Pending investigation | AMP 12 | 0 | AMP 12 | AMP 12 | Improvements at this site are profiled in line with HMG targets timescales to balance deliverability and affordability considerations, and we will be reviewing the profiling as new information will become available. | AMP 12 |  | 0 | 0 | 0 | 0 | 0 | 0 | 0 | 0 | 97.88 | N/A | N/A | N/A | 4 | 29.96 | 98.36 | 5 | 11.17 | 100 | [12 empty] | Y |  | 0
ThW0455 | Thames Water | CTCR.2079 | WARGRAVE WASTEWATER TREATMENT WORKS | 2079 | Wargrave STW | Storm discharge at STW | SU7763077350 | RIVER LODDON | GB106039023160 | Loddon (Swallowfield to River Thames confluence) | Inland | No | No | No | 0 | No | 0 | No | 0 | No | 0 | Yes | River Loddon | No | 0 | No | N/A | 0 | No | No | No | N/A | N/A | N/A | No | 0 | Surface Water | Y | N | N | N | N | Y | N | Y | N | Surface Water Separation | Yes | Yes | Yes | No | Yes | Yes | 10 | 0 | Yes | No | No | N | AMP 11 | 0 | AMP 11 | AMP 11 | Improvements at this site are profiled in line with HMG targets timescales to balance deliverability and affordability considerations, and we will be reviewing the profiling as new information will become available. | AMP 11 | Y | 0 | 0 | 0 | 0 | 0 | 0 | 28 | 257.75 | 99.85 | N/A | N/A | N/A | 15 | 108.26 | 98.38 | 10 | 117.94 | 100 | [12 empty] | Y |  | 0
ThW0456 | Thames Water | TEMP.0482 | Blind Mans Gate, Highclere | TEMP.0482 | Blind Mans Gate (Highclere) SPS | Storm discharge at SPS | SU4380061800 | Penwood Stream | GB106039017210 | Penwood Stream | Inland | No | No | No | 0 | No | 0 | No | 0 | No | 0 | No | 0 | No | 0 | No | N/A | 0 | No | No | No | N/A | N/A | N/A | No | 0 | Surface Water | N | Y | N | N | N | N | N | Y | N | N | Yes | No | No | No | Yes | Yes | 10 | 0 | No | No | No | N | AMP 11 | 0 | AMP 11 | AMP 11 | Improvements at this site are profiled in line with HMG targets timescales to balance deliverability and affordability considerations, and we will be reviewing the profiling as new information will become available. | AMP 11 |  | 0 | 0 | 0 | 0 | 0 | 0 | 46 | 521 | 99.1 | 18 | 122.81 | 99 | 16 | 140.12 | 98.05 | 23 | 237.92 | 100 | [12 empty] | Y |  | 0
ThW0457 | Thames Water | TEMP.1280 | Knights Lane | TEMP.1280 | Knights Lane (Ball Hill) SPS | Storm discharge at SPS | SU4230063600 | Enbourn | GB106039017280 | Enborne (Source to downstream A34) | Inland | No | No | No | 0 | No | 0 | No | 0 | No | 0 | No | 0 | No | 0 | No | N/A | 0 | No | No | No | N/A | N/A | N/A | No | 0 | Surface Water | N | Y | N | N | N | N | N | Y | N | N | Yes | Yes | Yes | No | Yes | Yes | 10 | 0 | Unknown | No | No | N | AMP 11 | 0 | AMP 11 | AMP 11 | Improvements at this site are profiled in line with HMG targets timescales to balance deliverability and affordability considerations, and we will be reviewing the profiling as new information will become available. | AMP 11 |  | 0 | 0 | 0 | 0 | 0 | 0 | 50 | 743.75 | 69.5 | 26 | 298.16 | 93 | 25 | 359.1 | 95.62 | 60 | 864.01 | 99.22 | [12 empty] | Y |  | 0
ThW0458 | Thames Water | CNTD.0054 | WESTON-ON-THE-GREEN WWTW | D.54 | Weston-on-the-Green STW | Storm discharge at STW | SP5365017470 | Gallos Brook | GB106039030130 | Gallos Brook | Inland | No | No | No | 0 | No | 0 | No | 0 | No | 0 | No | 0 | No | 0 | No | N/A | 0 | No | No | No | N/A | N/A | N/A | No | N/A - Ongoing investigation | Surface Water | Y | N | Y | N | N | N | N | N | N | Surface Water Separation | Yes | No | No | No | Yes | No | 10 | 0 | No | No | No | N | AMP 11 | 0 | AMP 11 | AMP 11 | Improvements at this site are profiled in line with HMG targets timescales to balance deliverability and affordability considerations, and we will be reviewing the profiling as new information will become available. | N/A |  | 0 | 0 | 0 | 0 | 0 | 0 | 63 | 1065 | 98.11 | N/A | N/A | N/A | 26 | 18.19 | 98.06 | 28 | 357.11 | 100 | [12 empty] | Y |  | 0
ThW0459 | Thames Water | TEMP.2220 | Weston-on-the-green STW Pumping Sta | TEMP.2220 | Weston-on-the-Green SPS | Storm discharge at SPS | SP5370017400 | Gallos Brook | GB106039030130 | Gallos Brook | Inland | No | No | No | 0 | No | 0 | No | 0 | No | 0 | No | 0 | No | 0 | No | N/A | 0 | No | No | No | N/A | N/A | N/A | No | 0 | Surface Water | N | Y | N | N | N | N | N | Y | N | N | Yes | No | No | No | Yes | Yes | 10 | 0 | No | No | No | N | AMP 12 | 0 | AMP 12 | AMP 12 | Improvements at this site are profiled in line with HMG targets timescales to balance deliverability and affordability considerations, and we will be reviewing the profiling as new information will become available. | AMP 12 |  | 0 | 0 | 0 | 0 | 0 | 0 | 0 | 0 | 93.22 | N/A | N/A | N/A | 45 | 686.58 | 98.02 | 17 | 3.28 | 99.99 | [12 empty] | Y |  | 0
ThW0460 | Thames Water | TEMP.1074 | Hadham Mill | TEMP.1074 | Hadham Mill (Much Hadham) SPS | Storm discharge at SPS | TL4280017800 | River Ash | GB106038033290 | Ash (from confluence with Bury Green Brook to Lee) | Inland | No | No | No | 0 | No | 0 | No | 0 | No | 0 | Yes | River Ash | No | 0 | No | N/A | 0 | No | No | No | N/A | N/A | N/A | No | 0 | Surface Water | N | Y | N | N | N | N | N | Y | N | N | Yes | Yes | Yes | No | Yes | Yes | 10 | 0 | Yes | No | No | N | AMP 08 | 0 | AMP 08 | AMP 08 | 0 | AMP 08 |  | 0 | 0 | N | N | 0 | 0 | 29 | 130.25 | 77.42 | 21 | 89.9 | 96 | 30 | 275.34 | 93.73 | 31 | 201.04 | 99.95 | [12 empty] | Y |  | 0
ThW0461 | Thames Water | CTCR.1317 | WINTERBOURNE WWTW | 1317 | Winterbourne STW | Storm discharge at STW | SU4555072080 | WINTERBOURNE STREAM | GB106039023210 | Winterbourne | Inland | No | No | No | 0 | No | 0 | No | 0 | No | 0 | Yes | Winterbourne Stream | No | 0 | No | N/A | 0 | No | No | No | N/A | N/A | N/A | No | 0 | Combination | Y | N | N | N | N | Y | N | Y | N | Surface Water Separation | Yes | Yes | Yes | No | Yes | Yes | 10 | 0 | Yes | No | No | N | AMP 08 | 0 | AMP 08 | AMP 08 | 0 | AMP 08 |  | 0 | 0 | N | N | 0 | 0 | 59 | 1287 | 61.12 | N/A | N/A | N/A | 43 | 167.68 | 99.67 | N/A | N/A | N/A | [12 empty] | Y |  | 0
ThW0462 | Thames Water | CSAB.0551 | CHARLTON STORM RELIEF, LONDON A | 10551 | Charlton storm relief (C) | Storm discharge at CSO | TQ4126079230 | R.THAMES ( TIDAL ) | GB530603911402 | THAMES MIDDLE | Transitional | No | No | No | 0 | No | 0 | No | 0 | No | 0 | No | 0 | No | 0 | No | N/A | 0 | No | No | No | N/A | N/A | N/A | No | 0 | Surface Water | N | Y | N | N | N | N | N | N | N | Sewer Capacity Increase | No | No | No | No | No | No | 10 | 0 | No | No | No | N | AMP 11 | 0 | AMP 11 | AMP 11 | Improvements at this site are profiled in line with HMG targets timescales to balance deliverability and affordability considerations, and we will be reviewing the profiling as new information will become available. | N/A |  | 0 | 0 | 0 | 0 | 0 | 0 | 0 | 0 | 99.53 | 2 | 6.3 | 99 | 51 | 117.64 | 98.88 | 28 | 60.36 | 99.21 | [12 empty] | Y |  | 0
ThW0463 | Thames Water | Surrendered permit | CORBET ROAD / REDBRIDGE LANE, WANST | E19 | Corbett rd / redbridge lane, wanstead | Storm discharge at CSO | N/A | N/A | N/A | N/A | N/A | N/A | N/A | N/A | N/A | N/A | N/A | N/A | N/A | N/A | N/A | N/A | N/A | N/A | N/A | N/A | N/A | N/A | N/A | N/A | N/A | N/A | N/A | N/A | N/A | N/A | N/A | N/A | N/A | N/A | N/A | N/A | N/A | N/A | N/A | N/A | N/A | N/A | N/A | N/A | N/A | N/A | N/A | N/A | N/A | N/A | N/A | N/A | N/A | N/A | N/A | N/A | N/A | N/A | N/A | N/A | N/A | N/A | N/A | N/A | N/A | N/A | N/A | N/A | N/A | N/A | N/A | N/A | N/A | N/A | N/A | N/A | N/A | N/A | N/A | N/A | N/A | N/A | N/A | N/A | N/A | N/A | N/A | N/A | N/A | N/A | N/A | N/A | N/A
ThW0464 | Thames Water | Surrendered permit | Abingdon main no. 1 | TEMP.0308 | Abingdon STW | Storm discharge at SPS | N/A | N/A | N/A | N/A | N/A | N/A | N/A | N/A | N/A | N/A | N/A | N/A | N/A | N/A | N/A | N/A | N/A | N/A | N/A | N/A | N/A | N/A | N/A | N/A | N/A | N/A | N/A | N/A | N/A | N/A | N/A | N/A | N/A | N/A | N/A | N/A | N/A | N/A | N/A | N/A | N/A | N/A | N/A | N/A | N/A | N/A | N/A | N/A | N/A | N/A | N/A | N/A | N/A | N/A | N/A | N/A | N/A | N/A | N/A | N/A | N/A | N/A | N/A | N/A | N/A | N/A | N/A | N/A | N/A | N/A | N/A | N/A | N/A | N/A | N/A | N/A | N/A | N/A | N/A | N/A | N/A | N/A | N/A | N/A | N/A | N/A | N/A | N/A | N/A | N/A | N/A | N/A | N/A
ThW0465 | Thames Water | Surrendered permit | APPLETON ROAD, | CEFR.0049 | Appleton rd, debden | Storm discharge at CSO | N/A | N/A | N/A | N/A | N/A | N/A | N/A | N/A | N/A | N/A | N/A | N/A | N/A | N/A | N/A | N/A | N/A | N/A | N/A | N/A | N/A | N/A | N/A | N/A | N/A | N/A | N/A | N/A | N/A | N/A | N/A | N/A | N/A | N/A | N/A | N/A | N/A | N/A | N/A | N/A | N/A | N/A | N/A | N/A | N/A | N/A | N/A | N/A | N/A | N/A | N/A | N/A | N/A | N/A | N/A | N/A | N/A | N/A | N/A | N/A | N/A | N/A | N/A | N/A | N/A | N/A | N/A | N/A | N/A | N/A | N/A | N/A | N/A | N/A | N/A | N/A | N/A | N/A | N/A | N/A | N/A | N/A | N/A | N/A | N/A | N/A | N/A | N/A | N/A | N/A | N/A | N/A | N/A
ThW0466 | Thames Water | CNTW.0472 | BANBURY ROAD PUMPING STATION, MIDDL | B0472 | Banbury Road (Kings Sutton) SPS | Storm discharge at SPS | SP4952041710 | MIDDLETON BROOK | GB106039037290 | Farthinghoe Stream (Source to Cherwell) and tributaries | Inland | No | No | No | 0 | No | 0 | No | 0 | No | 0 | No | 0 | No | 0 | No | N/A | 0 | No | No | No | N/A | N/A | N/A | No | 0 | Surface Water | N | Y | N | N | N | N | N | Y | N | N | Yes | No | No | No | Yes | Yes | 10 | 0 | No | No | No | Pending investigation | AMP 11 | 0 | AMP 11 | AMP 11 | Improvements at this site are profiled in line with HMG targets timescales to balance deliverability and affordability considerations, and we will be reviewing the profiling as new information will become available. | AMP 11 |  | 0 | 0 | 0 | 0 | 0 | 0 | 4 | 2.5 | 94.4 | 0 | 0 | 0 | N/A | N/A | N/A | N/A | N/A | N/A | [12 empty] | Y |  | 0
ThW0468 | Thames Water | TEMP.2413 | BRENTFIELD GARDENS CSO A | TEMP.2413 | Brentfield gardens | Storm discharge at CSO | TQ2357087980 | RIVER BRENT | GB106039022980 | Dollis Brook and Upper Brent | Inland | Yes-Confirmed | Yes | No | 0 | No | 0 | No | 0 | No | 0 | No | 0 | No | 0 | No | N/A | 0 | No | No | No | N/A | N/A | N/A | No | 0 | Surface Water | N | N | N | N | N | N | N | Y | N | Sewer Capacity Increase | Yes | Yes | Yes | No | Yes | Yes | 10 | 0 | Yes | No | No | Pending investigation | AMP 09 | 0 | AMP 09 | AMP 09 | 0 | AMP 09 |  | 0 | 0 | 0 | 0 | 0 | 0 | 0 | 0 | 99.5 | 0 | 0 | 52 | 19 | 46.17 | 98.9 | 3 | 1.82 | 78.9 | [12 empty] | Y |  | 0
ThW0469 | Thames Water | Surrendered permit | BROOK ROAD, | CANM.0923 | Brook road, loughton | Storm discharge at CSO | N/A | N/A | N/A | N/A | N/A | N/A | N/A | N/A | N/A | N/A | N/A | N/A | N/A | N/A | N/A | N/A | N/A | N/A | N/A | N/A | N/A | N/A | N/A | N/A | N/A | N/A | N/A | N/A | N/A | N/A | N/A | N/A | N/A | N/A | N/A | N/A | N/A | N/A | N/A | N/A | N/A | N/A | N/A | N/A | N/A | N/A | N/A | N/A | N/A | N/A | N/A | N/A | N/A | N/A | N/A | N/A | N/A | N/A | N/A | N/A | N/A | N/A | N/A | N/A | N/A | N/A | N/A | N/A | N/A | N/A | N/A | N/A | N/A | N/A | N/A | N/A | N/A | N/A | N/A | N/A | N/A | N/A | N/A | N/A | N/A | N/A | N/A | N/A | N/A | N/A | N/A | N/A | N/A
ThW0470 | Thames Water | CNTM.0214 | BUCKNELL PUMPING STATION, BUCKNELL, | WR0214 | Lower Farm (Bucknell) SPS | Storm discharge at SPS | SP5653025690 | TOWN BROOK | GB106039030150 | Town Brook at Bicester | Inland | No | No | No | 0 | No | 0 | No | 0 | No | 0 | No | 0 | No | 0 | No | N/A | 0 | No | No | No | N/A | N/A | N/A | No | 0 | Surface Water | N | Y | N | N | N | N | N | Y | N | N | Yes | No | No | No | Yes | Yes | 10 | 0 | No | No | No | Pending investigation | AMP 11 | 0 | AMP 11 | AMP 11 | Improvements at this site are profiled in line with HMG targets timescales to balance deliverability and affordability considerations, and we will be reviewing the profiling as new information will become available. | AMP 11 |  | 0 | 0 | 0 | 0 | 0 | 0 | 0 | 0 | 0 | 0 | 0 | 0 | N/A | N/A | N/A | N/A | N/A | N/A | [12 empty] | Y |  | 0
ThW0471 | Thames Water | CSAB.0551 | CHARLTON STORM RELIEF, LONDON A | 10551 | Charlton storm relief (B) | Storm discharge at CSO | TQ4126079230 | R.THAMES ( TIDAL ) | GB530603911402 | THAMES MIDDLE | Transitional | No | No | No | 0 | No | 0 | No | 0 | No | 0 | No | 0 | No | 0 | No | N/A | 0 | No | No | No | N/A | N/A | N/A | No | 0 | Surface Water | N | Y | N | N | N | N | N | Y | N | Sewer Capacity Increase | Yes | No | No | No | Yes | Yes | 10 | 0 | No | No | No | N | AMP 11 | 0 | AMP 11 | AMP 11 | Improvements at this site are profiled in line with HMG targets timescales to balance deliverability and affordability considerations, and we will be reviewing the profiling as new information will become available. | AMP 11 |  | 0 | 0 | 0 | 0 | 0 | 0 | 8 | 41 | 79.95 | 2 | 6.3 | 99 | 51 | 117.64 | 98.88 | 28 | 60.36 | 99.21 | [12 empty] | Y |  | 0
ThW0472 | Thames Water | CETR.0232 | CHIGWELL ROAD, WOODFORD GREEN | CETR.0232 | Chigwell road, woodford green | Storm discharge at CSO | TQ4160091300 | RODING | GB106037028181 | Lower Roding (Loughton to Thames) | Inland | Yes-Probable | No | No | 0 | No | 0 | No | 0 | No | 0 | No | 0 | No | 0 | No | N/A | 0 | No | No | No | N/A | N/A | N/A | No | 0 | Surface Water | N | Y | N | N | N | N | N | Y | N | Sewer Capacity Increase | Yes | Yes | Yes | No | No | Yes | 10 | 0 | Yes | No | No | Pending investigation | AMP 08 | 0 | AMP 08 | AMP 08 | 0 | AMP 08 |  | 0 | 0 | 0 | 0 | 0 | 0 | 13 | 2.93 | 97.77 | 0 | 0 | 0 | N/A | N/A | N/A | N/A | N/A | N/A | [12 empty] | Y |  | 0
ThW0473 | Thames Water | Surrendered permit | COBHAM PUMPING STATION, BRIDGE WAY | S/WR67 | Cobham SPS | Storm discharge at SPS | N/A | N/A | N/A | N/A | N/A | N/A | N/A | N/A | N/A | N/A | N/A | N/A | N/A | N/A | N/A | N/A | N/A | N/A | N/A | N/A | N/A | N/A | N/A | N/A | N/A | N/A | N/A | N/A | N/A | N/A | N/A | N/A | N/A | N/A | N/A | N/A | N/A | N/A | N/A | N/A | N/A | N/A | N/A | N/A | N/A | N/A | N/A | N/A | N/A | N/A | N/A | N/A | N/A | N/A | N/A | N/A | N/A | N/A | N/A | N/A | N/A | N/A | N/A | N/A | N/A | N/A | N/A | N/A | N/A | N/A | N/A | N/A | N/A | N/A | N/A | N/A | N/A | N/A | N/A | N/A | N/A | N/A | N/A | N/A | N/A | N/A | N/A | N/A | N/A | N/A | N/A | N/A | N/A
ThW0474 | Thames Water | Surrendered permit | Colebrook lane, loughton, essex | E49 | Colebrook lane, loughton, essex | Storm discharge at CSO | N/A | N/A | N/A | N/A | N/A | N/A | N/A | N/A | N/A | N/A | N/A | N/A | N/A | N/A | N/A | N/A | N/A | N/A | N/A | N/A | N/A | N/A | N/A | N/A | N/A | N/A | N/A | N/A | N/A | N/A | N/A | N/A | N/A | N/A | N/A | N/A | N/A | N/A | N/A | N/A | N/A | N/A | N/A | N/A | N/A | N/A | N/A | N/A | N/A | N/A | N/A | N/A | N/A | N/A | N/A | N/A | N/A | N/A | N/A | N/A | N/A | N/A | N/A | N/A | N/A | N/A | N/A | N/A | N/A | N/A | N/A | N/A | N/A | N/A | N/A | N/A | N/A | N/A | N/A | N/A | N/A | N/A | N/A | N/A | N/A | N/A | N/A | N/A | N/A | N/A | N/A | N/A | N/A
ThW0475 | Thames Water | CNTM.1402 | CRAWLEY NO. 2 WWTW | WR1402 | Crawley STW | Storm discharge at STW | TQ2901040280 | TRIBUTARY OF GATWICK STREAM | GB106039017500 | Tilgate Brook and Gatwick Stream at Crawley | Inland | No | No | No | 0 | No | 0 | No | 0 | No | 0 | No | 0 | No | 0 | No | N/A | 0 | No | No | No | N/A | N/A | N/A | No | N/A - Ongoing investigation | Surface Water | N | Y | N | N | N | N | N | Y | N | N | Yes | Yes | Yes | No | Yes | Yes | 10 | 0 | Unknown | No | No | N | AMP 09 | 0 | AMP 09 | AMP 09 | 0 | AMP 09 | Y | 0 | 0 | 0 | 0 | 0 | 0 | 66 | 825.75 | 93.67 | 34 | 394.85 | 96 | 34 | 341.66 | 90.92 | 41 | 505.64 | 95.12 | [12 empty] | Y |  | 0
ThW0476 | Thames Water | Surrendered permit | DACRE GARDENS, | CANM.0916 | Dacre gardens, chigwell | Storm discharge at CSO | N/A | N/A | N/A | N/A | N/A | N/A | N/A | N/A | N/A | N/A | N/A | N/A | N/A | N/A | N/A | N/A | N/A | N/A | N/A | N/A | N/A | N/A | N/A | N/A | N/A | N/A | N/A | N/A | N/A | N/A | N/A | N/A | N/A | N/A | N/A | N/A | N/A | N/A | N/A | N/A | N/A | N/A | N/A | N/A | N/A | N/A | N/A | N/A | N/A | N/A | N/A | N/A | N/A | N/A | N/A | N/A | N/A | N/A | N/A | N/A | N/A | N/A | N/A | N/A | N/A | N/A | N/A | N/A | N/A | N/A | N/A | N/A | N/A | N/A | N/A | N/A | N/A | N/A | N/A | N/A | N/A | N/A | N/A | N/A | N/A | N/A | N/A | N/A | N/A | N/A | N/A | N/A | N/A
ThW0477 | Thames Water | TEMP.2548 | Darkes Lane, Potters Bar | TEMP.2548 | Darkes lane, potters bar | Storm discharge at CSO | TL2520001800 | Potters Bar Brook | GB106039029850 | Colne (upper east arm including Mimshall Brook) | Inland | Yes-Probable | No | No | 0 | No | 0 | No | 0 | No | 0 | No | 0 | No | 0 | No | N/A | 0 | No | No | No | N/A | N/A | N/A | No | 0 | Surface Water | N | Y | N | N | N | N | N | Y | N | Sewer Capacity Increase | Yes | Yes | Yes | No | Yes | Yes | 10 | 0 | Yes | No | No | Pending investigation | AMP 09 | 0 | AMP 09 | AMP 09 | 0 | AMP 09 |  | 0 | 0 | 0 | 0 | 0 | 0 | 3 | 1.53 | 83.95 | 0 | 0 | 0 | N/A | N/A | N/A | N/A | N/A | N/A | [12 empty] | Y |  | 0
ThW0478 | Thames Water | CTCR.1928 | SURFACE WATER SEWER | 1928 | Dartnell park, byfleet | Storm discharge at CSO | TQ0560062100 | RIVE DITCH | GB106039017910 | Wey Navigation (Pyrford reach) | Inland | No | No | No | 0 | No | 0 | No | 0 | No | 0 | No | 0 | No | 0 | No | N/A | 0 | No | No | No | N/A | N/A | N/A | No | 0 | Surface Water | N | Y | N | N | N | N | N | Y | N | Sewer Capacity Increase | Yes | No | No | No | Yes | Yes | 10 | 0 | No | No | No | Pending investigation | AMP 11 | 0 | AMP 11 | AMP 11 | Improvements at this site are profiled in line with HMG targets timescales to balance deliverability and affordability considerations, and we will be reviewing the profiling as new information will become available. | AMP 11 |  | 0 | 0 | 0 | 0 | 0 | 0 | 8 | 40.93 | 77.64 | N/A | N/A | N/A | N/A | N/A | N/A | N/A | N/A | N/A | [12 empty] | Y |  | 0
ThW0479 | Thames Water | EPRCB3490VW | DEADMANS BRIDGE CSO | EPR/CB3490VW | Deadmans bridge | Storm discharge at CSO | TQ3097092230 | PYMMES BROOK | GB106038027940 | Pymmes Brook upstream Salmon Brook confluence | Inland | Yes-Confirmed | No | No | 0 | No | 0 | No | 0 | No | 0 | No | 0 | No | 0 | No | N/A | 0 | No | No | No | N/A | N/A | N/A | No | 0 | Surface Water | N | Y | N | N | N | N | N | Y | N | Sewer Capacity Increase | Yes | Yes | Yes | No | Yes | Yes | 10 | 0 | Yes | No | No | Pending investigation | AMP 09 | 0 | AMP 09 | AMP 09 | 0 | AMP 09 |  | 0 | 0 | 0 | 0 | 0 | 0 | 10 | 21.27 | 88.22 | 0 | 0 | 0 | N/A | N/A | N/A | N/A | N/A | N/A | [12 empty] | Y |  | 0
ThW0480 | Thames Water | Surrendered permit | DUCK LANE, | CANM.0926 | Duck lane, thornwood | Storm discharge at CSO | N/A | N/A | N/A | N/A | N/A | N/A | N/A | N/A | N/A | N/A | N/A | N/A | N/A | N/A | N/A | N/A | N/A | N/A | N/A | N/A | N/A | N/A | N/A | N/A | N/A | N/A | N/A | N/A | N/A | N/A | N/A | N/A | N/A | N/A | N/A | N/A | N/A | N/A | N/A | N/A | N/A | N/A | N/A | N/A | N/A | N/A | N/A | N/A | N/A | N/A | N/A | N/A | N/A | N/A | N/A | N/A | N/A | N/A | N/A | N/A | N/A | N/A | N/A | N/A | N/A | N/A | N/A | N/A | N/A | N/A | N/A | N/A | N/A | N/A | N/A | N/A | N/A | N/A | N/A | N/A | N/A | N/A | N/A | N/A | N/A | N/A | N/A | N/A | N/A | N/A | N/A | N/A | N/A
ThW0481 | Thames Water | Surrendered permit | DUNTON GREEN | TEMP.0873 | Mill Road (Dunton Green) SPS | Storm discharge at SPS | N/A | N/A | N/A | N/A | N/A | N/A | N/A | N/A | N/A | N/A | N/A | N/A | N/A | N/A | N/A | N/A | N/A | N/A | N/A | N/A | N/A | N/A | N/A | N/A | N/A | N/A | N/A | N/A | N/A | N/A | N/A | N/A | N/A | N/A | N/A | N/A | N/A | N/A | N/A | N/A | N/A | N/A | N/A | N/A | N/A | N/A | N/A | N/A | N/A | N/A | N/A | N/A | N/A | N/A | N/A | N/A | N/A | N/A | N/A | N/A | N/A | N/A | N/A | N/A | N/A | N/A | N/A | N/A | N/A | N/A | N/A | N/A | N/A | N/A | N/A | N/A | N/A | N/A | N/A | N/A | N/A | N/A | N/A | N/A | N/A | N/A | N/A | N/A | N/A | N/A | N/A | N/A | N/A
ThW0482 | Thames Water | Surrendered permit | CSO AT REDBRIDGE LANE WEST | N/WR0977 | Eastern avenue, wanstead | Storm discharge at CSO | N/A | N/A | N/A | N/A | N/A | N/A | N/A | N/A | N/A | N/A | N/A | N/A | N/A | N/A | N/A | N/A | N/A | N/A | N/A | N/A | N/A | N/A | N/A | N/A | N/A | N/A | N/A | N/A | N/A | N/A | N/A | N/A | N/A | N/A | N/A | N/A | N/A | N/A | N/A | N/A | N/A | N/A | N/A | N/A | N/A | N/A | N/A | N/A | N/A | N/A | N/A | N/A | N/A | N/A | N/A | N/A | N/A | N/A | N/A | N/A | N/A | N/A | N/A | N/A | N/A | N/A | N/A | N/A | N/A | N/A | N/A | N/A | N/A | N/A | N/A | N/A | N/A | N/A | N/A | N/A | N/A | N/A | N/A | N/A | N/A | N/A | N/A | N/A | N/A | N/A | N/A | N/A | N/A
ThW0483 | Thames Water | Surrendered permit | EASTERN STW, WOODFORD, ESSEX | CETR.0035 | Eastern stw, woodford | Storm discharge at CSO | N/A | N/A | N/A | N/A | N/A | N/A | N/A | N/A | N/A | N/A | N/A | N/A | N/A | N/A | N/A | N/A | N/A | N/A | N/A | N/A | N/A | N/A | N/A | N/A | N/A | N/A | N/A | N/A | N/A | N/A | N/A | N/A | N/A | N/A | N/A | N/A | N/A | N/A | N/A | N/A | N/A | N/A | N/A | N/A | N/A | N/A | N/A | N/A | N/A | N/A | N/A | N/A | N/A | N/A | N/A | N/A | N/A | N/A | N/A | N/A | N/A | N/A | N/A | N/A | N/A | N/A | N/A | N/A | N/A | N/A | N/A | N/A | N/A | N/A | N/A | N/A | N/A | N/A | N/A | N/A | N/A | N/A | N/A | N/A | N/A | N/A | N/A | N/A | N/A | N/A | N/A | N/A | N/A
ThW0484 | Thames Water | Surrendered permit | Emlyn Lane | TEMP.0918 | Emlyn Lane (Leatherhead) SPS | Storm discharge at SPS | N/A | N/A | N/A | N/A | N/A | N/A | N/A | N/A | N/A | N/A | N/A | N/A | N/A | N/A | N/A | N/A | N/A | N/A | N/A | N/A | N/A | N/A | N/A | N/A | N/A | N/A | N/A | N/A | N/A | N/A | N/A | N/A | N/A | N/A | N/A | N/A | N/A | N/A | N/A | N/A | N/A | N/A | N/A | N/A | N/A | N/A | N/A | N/A | N/A | N/A | N/A | N/A | N/A | N/A | N/A | N/A | N/A | N/A | N/A | N/A | N/A | N/A | N/A | N/A | N/A | N/A | N/A | N/A | N/A | N/A | N/A | N/A | N/A | N/A | N/A | N/A | N/A | N/A | N/A | N/A | N/A | N/A | N/A | N/A | N/A | N/A | N/A | N/A | N/A | N/A | N/A | N/A | N/A
ThW0485 | Thames Water | CTCR.1927 | EWHURST ROAD | 1927 | Ewhurst road, cranleigh, surrey | Storm discharge at CSO | TQ0650039400 | LITTLEMEAD BROOK | GB106039017810 | Cranleigh Waters | Inland | No | No | No | 0 | No | 0 | No | 0 | No | 0 | No | 0 | No | 0 | No | N/A | 0 | No | No | No | N/A | N/A | N/A | No | 0 | Surface Water | N | Y | N | N | N | N | N | Y | N | Sewer Capacity Increase | Yes | No | No | No | Yes | Yes | 10 | 0 | No | No | No | Pending investigation | AMP 11 | 0 | AMP 11 | AMP 11 | Improvements at this site are profiled in line with HMG targets timescales to balance deliverability and affordability considerations, and we will be reviewing the profiling as new information will become available. | AMP 11 |  | 0 | 0 | 0 | 0 | 0 | 0 | 0 | 0 | 92.63 | 0 | 0 | 0 | N/A | N/A | N/A | N/A | N/A | N/A | [12 empty] | Y |  | 0
ThW0486 | Thames Water | Surrendered permit | FAIRSEAT | TEMP.0941 | Fairseat SPS | Storm discharge at SPS | N/A | N/A | N/A | N/A | N/A | N/A | N/A | N/A | N/A | N/A | N/A | N/A | N/A | N/A | N/A | N/A | N/A | N/A | N/A | N/A | N/A | N/A | N/A | N/A | N/A | N/A | N/A | N/A | N/A | N/A | N/A | N/A | N/A | N/A | N/A | N/A | N/A | N/A | N/A | N/A | N/A | N/A | N/A | N/A | N/A | N/A | N/A | N/A | N/A | N/A | N/A | N/A | N/A | N/A | N/A | N/A | N/A | N/A | N/A | N/A | N/A | N/A | N/A | N/A | N/A | N/A | N/A | N/A | N/A | N/A | N/A | N/A | N/A | N/A | N/A | N/A | N/A | N/A | N/A | N/A | N/A | N/A | N/A | N/A | N/A | N/A | N/A | N/A | N/A | N/A | N/A | N/A | N/A
ThW0487 | Thames Water | CSAB.0541 | FLEET MAIN LINE SEWER, LONDON A | 10541 | Fleet main line sewer | Storm discharge at CSO | TQ3165080800 | R.THAMES ( TIDAL ) | GB530603911402 | THAMES MIDDLE | Transitional | No | No | No | 0 | No | 0 | No | 0 | No | 0 | No | 0 | No | 0 | No | N/A | 0 | No | No | No | N/A | N/A | N/A | No | 0 | Surface Water | N | Y | N | N | N | N | N | Y | N | N | No | No | No | No | No | No | 10 | 0 | No | No | No | N | AMP 07 | 0 | AMP 07 | AMP 07 | Improvement planned to be delivered to a faster timeline by capturing benefits of Thames Tideway Tunnel delivery | N/A |  | 0 | 0 | 0 | 0 | 0 | 0 | 26 | 48.81 | 94.11 | 0 | 0 | 83 | 39 | 101.04 | 96.6 | 125 | 85.73 | 99.18 | [12 empty] | Y |  | 0
ThW0488 | Thames Water | CSAB.0541 | FLEET MAIN LINE SEWER, LONDON C | 10541 | Fleet main line sewer | Storm discharge at CSO | TQ3165080800 | R.THAMES ( TIDAL ) | GB530603911402 | THAMES MIDDLE | Transitional | No | No | No | 0 | No | 0 | No | 0 | No | 0 | No | 0 | No | 0 | No | N/A | 0 | No | No | No | N/A | N/A | N/A | No | 0 | Surface Water | N | Y | N | N | N | N | N | Y | N | N | No | No | No | No | No | No | 10 | 0 | No | No | No | N | AMP 07 | 0 | AMP 07 | AMP 07 | Improvement planned to be delivered to a faster timeline by capturing benefits of Thames Tideway Tunnel delivery | N/A |  | 0 | 0 | 0 | 0 | 0 | 0 | 17 | 17.83 | 74.33 | 0 | 0 | 83 | 39 | 101.04 | 96.6 | 125 | 85.73 | 99.18 | [12 empty] | Y |  | 0
ThW0489 | Thames Water | EPRFB3198RS | HATCHETTS SPS | EPR/FB3198RS | Hatchetts (Cricklade) SPS | Storm discharge at SPS | SU1067093870 | TRIBUTARY OF THE RIVER THAMES | GB106039022990 | Thames (Churn to Coln) | Inland | No | No | No | 0 | No | 0 | No | 0 | No | 0 | No | 0 | No | 0 | No | N/A | 0 | No | No | No | N/A | N/A | N/A | No | 0 | Surface Water | N | Y | N | N | N | N | N | Y | N | N | Yes | No | No | No | Yes | Yes | 10 | 0 | No | No | No | N | AMP 11 | 0 | AMP 11 | AMP 11 | Improvements at this site are profiled in line with HMG targets timescales to balance deliverability and affordability considerations, and we will be reviewing the profiling as new information will become available. | AMP 11 |  | 0 | 0 | 0 | 0 | 0 | 0 | 31 | 477.63 | 94.22 | 0 | 0 | 0 | N/A | N/A | N/A | N/A | N/A | N/A | [12 empty] | Y |  | 0
ThW0491 | Thames Water | Surrendered permit | Horn Way, | TEMP.2689 | Horne way | Storm discharge at CSO | N/A | N/A | N/A | N/A | N/A | N/A | N/A | N/A | N/A | N/A | N/A | N/A | N/A | N/A | N/A | N/A | N/A | N/A | N/A | N/A | N/A | N/A | N/A | N/A | N/A | N/A | N/A | N/A | N/A | N/A | N/A | N/A | N/A | N/A | N/A | N/A | N/A | N/A | N/A | N/A | N/A | N/A | N/A | N/A | N/A | N/A | N/A | N/A | N/A | N/A | N/A | N/A | N/A | N/A | N/A | N/A | N/A | N/A | N/A | N/A | N/A | N/A | N/A | N/A | N/A | N/A | N/A | N/A | N/A | N/A | N/A | N/A | N/A | N/A | N/A | N/A | N/A | N/A | N/A | N/A | N/A | N/A | N/A | N/A | N/A | N/A | N/A | N/A | N/A | N/A | N/A | N/A | N/A
ThW0492 | Thames Water | Surrendered permit | SURFACE WATER SEWER, HUGHENDEN AVEN | 1929 | Hughenden avenue, high wycombe | Storm discharge at CSO | N/A | N/A | N/A | N/A | N/A | N/A | N/A | N/A | N/A | N/A | N/A | N/A | N/A | N/A | N/A | N/A | N/A | N/A | N/A | N/A | N/A | N/A | N/A | N/A | N/A | N/A | N/A | N/A | N/A | N/A | N/A | N/A | N/A | N/A | N/A | N/A | N/A | N/A | N/A | N/A | N/A | N/A | N/A | N/A | N/A | N/A | N/A | N/A | N/A | N/A | N/A | N/A | N/A | N/A | N/A | N/A | N/A | N/A | N/A | N/A | N/A | N/A | N/A | N/A | N/A | N/A | N/A | N/A | N/A | N/A | N/A | N/A | N/A | N/A | N/A | N/A | N/A | N/A | N/A | N/A | N/A | N/A | N/A | N/A | N/A | N/A | N/A | N/A | N/A | N/A | N/A | N/A | N/A
ThW0493 | Thames Water | Surrendered permit | IDE HILL | TEMP.1212 | Ide Hill (Sevenoaks) SPS | Storm discharge at SPS | N/A | N/A | N/A | N/A | N/A | N/A | N/A | N/A | N/A | N/A | N/A | N/A | N/A | N/A | N/A | N/A | N/A | N/A | N/A | N/A | N/A | N/A | N/A | N/A | N/A | N/A | N/A | N/A | N/A | N/A | N/A | N/A | N/A | N/A | N/A | N/A | N/A | N/A | N/A | N/A | N/A | N/A | N/A | N/A | N/A | N/A | N/A | N/A | N/A | N/A | N/A | N/A | N/A | N/A | N/A | N/A | N/A | N/A | N/A | N/A | N/A | N/A | N/A | N/A | N/A | N/A | N/A | N/A | N/A | N/A | N/A | N/A | N/A | N/A | N/A | N/A | N/A | N/A | N/A | N/A | N/A | N/A | N/A | N/A | N/A | N/A | N/A | N/A | N/A | N/A | N/A | N/A | N/A
ThW0494 | Thames Water | Surrendered permit | KNOCKHOLT | TEMP.1281 | Knockholt (Sevenoaks) SPS | Storm discharge at SPS | N/A | N/A | N/A | N/A | N/A | N/A | N/A | N/A | N/A | N/A | N/A | N/A | N/A | N/A | N/A | N/A | N/A | N/A | N/A | N/A | N/A | N/A | N/A | N/A | N/A | N/A | N/A | N/A | N/A | N/A | N/A | N/A | N/A | N/A | N/A | N/A | N/A | N/A | N/A | N/A | N/A | N/A | N/A | N/A | N/A | N/A | N/A | N/A | N/A | N/A | N/A | N/A | N/A | N/A | N/A | N/A | N/A | N/A | N/A | N/A | N/A | N/A | N/A | N/A | N/A | N/A | N/A | N/A | N/A | N/A | N/A | N/A | N/A | N/A | N/A | N/A | N/A | N/A | N/A | N/A | N/A | N/A | N/A | N/A | N/A | N/A | N/A | N/A | N/A | N/A | N/A | N/A | N/A
ThW0495 | Thames Water | Surrendered permit | Lower Cookham Rd Car Park | TEMP.1396 | Car Park (Maidenhead) SPS | Storm discharge at SPS | N/A | N/A | N/A | N/A | N/A | N/A | N/A | N/A | N/A | N/A | N/A | N/A | N/A | N/A | N/A | N/A | N/A | N/A | N/A | N/A | N/A | N/A | N/A | N/A | N/A | N/A | N/A | N/A | N/A | N/A | N/A | N/A | N/A | N/A | N/A | N/A | N/A | N/A | N/A | N/A | N/A | N/A | N/A | N/A | N/A | N/A | N/A | N/A | N/A | N/A | N/A | N/A | N/A | N/A | N/A | N/A | N/A | N/A | N/A | N/A | N/A | N/A | N/A | N/A | N/A | N/A | N/A | N/A | N/A | N/A | N/A | N/A | N/A | N/A | N/A | N/A | N/A | N/A | N/A | N/A | N/A | N/A | N/A | N/A | N/A | N/A | N/A | N/A | N/A | N/A | N/A | N/A | N/A
ThW0496 | Thames Water | Surrendered permit | THE SEWERAGE SYSTEM, LUTON HOO, LUT | WR0213 | Luton hoo | Storm discharge at CSO | N/A | N/A | N/A | N/A | N/A | N/A | N/A | N/A | N/A | N/A | N/A | N/A | N/A | N/A | N/A | N/A | N/A | N/A | N/A | N/A | N/A | N/A | N/A | N/A | N/A | N/A | N/A | N/A | N/A | N/A | N/A | N/A | N/A | N/A | N/A | N/A | N/A | N/A | N/A | N/A | N/A | N/A | N/A | N/A | N/A | N/A | N/A | N/A | N/A | N/A | N/A | N/A | N/A | N/A | N/A | N/A | N/A | N/A | N/A | N/A | N/A | N/A | N/A | N/A | N/A | N/A | N/A | N/A | N/A | N/A | N/A | N/A | N/A | N/A | N/A | N/A | N/A | N/A | N/A | N/A | N/A | N/A | N/A | N/A | N/A | N/A | N/A | N/A | N/A | N/A | N/A | N/A | N/A
ThW0497 | Thames Water | T02786 | MAIN ROAD | TEMP.2786 | Main road, sidcup | Storm discharge at CSO | TQ4470072200 | 0 | GB106040024210 | Shuttle | Inland | Yes-Probable | No | No | 0 | No | 0 | No | 0 | No | 0 | No | 0 | No | 0 | No | N/A | 0 | No | No | No | N/A | N/A | N/A | No | 0 | Surface Water | N | Y | N | N | N | N | N | Y | N | Sewer Capacity Increase | Yes | Yes | Yes | No | Yes | Yes | 10 | 0 | Yes | No | No | Pending investigation | AMP 11 | 0 | AMP 11 | AMP 11 | Improvements at this site are profiled in line with HMG targets timescales to balance deliverability and affordability considerations, and we will be reviewing the profiling as new information will become available. | AMP 11 |  | 0 | 0 | 0 | 0 | 0 | 0 | 9 | 17.83 | 87.67 | 0 | 0 | 0 | N/A | N/A | N/A | N/A | N/A | N/A | [12 empty] | Y |  | 0
ThW0498 | Thames Water | TEMP.1450 | Manor Farm | TEMP.1450 | Manor Farm Road (Sydenham) SPS | Storm discharge at SPS | SP7280001900 | Sydenham Stream | GB106039023850 | Chinor Brook and Sydenham Brook | Inland | No | No | No | 0 | No | 0 | No | 0 | No | 0 | No | 0 | No | 0 | No | N/A | 0 | No | No | No | N/A | N/A | N/A | No | 0 | Surface Water | N | Y | N | N | N | N | N | Y | N | N | Yes | No | No | No | Yes | Yes | 10 | 0 | No | No | No | Pending investigation | AMP 12 | 0 | AMP 12 | AMP 12 | Improvements at this site are profiled in line with HMG targets timescales to balance deliverability and affordability considerations, and we will be reviewing the profiling as new information will become available. | AMP 12 |  | 0 | 0 | 0 | 0 | 0 | 0 | 1 | 1 | 99.59 | 2 | 15.41 | 100 | 2 | 6.15 | 98.15 | 0 | 0 | 100 | [12 empty] | Y |  | 0
ThW0499 | Thames Water | Surrendered permit | SURFACE WATER SEWER, MANOR GARDENS, | 1930 | Manor gardens, high wycombe | Storm discharge at CSO | N/A | N/A | N/A | N/A | N/A | N/A | N/A | N/A | N/A | N/A | N/A | N/A | N/A | N/A | N/A | N/A | N/A | N/A | N/A | N/A | N/A | N/A | N/A | N/A | N/A | N/A | N/A | N/A | N/A | N/A | N/A | N/A | N/A | N/A | N/A | N/A | N/A | N/A | N/A | N/A | N/A | N/A | N/A | N/A | N/A | N/A | N/A | N/A | N/A | N/A | N/A | N/A | N/A | N/A | N/A | N/A | N/A | N/A | N/A | N/A | N/A | N/A | N/A | N/A | N/A | N/A | N/A | N/A | N/A | N/A | N/A | N/A | N/A | N/A | N/A | N/A | N/A | N/A | N/A | N/A | N/A | N/A | N/A | N/A | N/A | N/A | N/A | N/A | N/A | N/A | N/A | N/A | N/A
ThW0500 | Thames Water | Surrendered permit | STW, MILLERS LANE, CHIGWELL ROW, ES | E69 | Millers lane STW, chigwell row | Storm discharge at CSO | N/A | N/A | N/A | N/A | N/A | N/A | N/A | N/A | N/A | N/A | N/A | N/A | N/A | N/A | N/A | N/A | N/A | N/A | N/A | N/A | N/A | N/A | N/A | N/A | N/A | N/A | N/A | N/A | N/A | N/A | N/A | N/A | N/A | N/A | N/A | N/A | N/A | N/A | N/A | N/A | N/A | N/A | N/A | N/A | N/A | N/A | N/A | N/A | N/A | N/A | N/A | N/A | N/A | N/A | N/A | N/A | N/A | N/A | N/A | N/A | N/A | N/A | N/A | N/A | N/A | N/A | N/A | N/A | N/A | N/A | N/A | N/A | N/A | N/A | N/A | N/A | N/A | N/A | N/A | N/A | N/A | N/A | N/A | N/A | N/A | N/A | N/A | N/A | N/A | N/A | N/A | N/A | N/A
ThW0501 | Thames Water | Surrendered permit | MITCHAM PICKLE DITCH CSO | S/WR1312 | Mitcham pickle ditch | Storm discharge at CSO | N/A | N/A | N/A | N/A | N/A | N/A | N/A | N/A | N/A | N/A | N/A | N/A | N/A | N/A | N/A | N/A | N/A | N/A | N/A | N/A | N/A | N/A | N/A | N/A | N/A | N/A | N/A | N/A | N/A | N/A | N/A | N/A | N/A | N/A | N/A | N/A | N/A | N/A | N/A | N/A | N/A | N/A | N/A | N/A | N/A | N/A | N/A | N/A | N/A | N/A | N/A | N/A | N/A | N/A | N/A | N/A | N/A | N/A | N/A | N/A | N/A | N/A | N/A | N/A | N/A | N/A | N/A | N/A | N/A | N/A | N/A | N/A | N/A | N/A | N/A | N/A | N/A | N/A | N/A | N/A | N/A | N/A | N/A | N/A | N/A | N/A | N/A | N/A | N/A | N/A | N/A | N/A | N/A
ThW0502 | Thames Water | CTCR.2093 | STORM SEWAGE IRRIGATION AREA, MORETON-IN-MARSH | 2093 | Primrose Court (Moreton-in-Marsh) SPS | Storm discharge at SPS | SP2090032200 | RIVER EVENLODE | GB106039037420 | Evenlode (Source to Four Shires S) and Longborough Stream | Inland | No | No | No | 0 | No | 0 | No | 0 | No | 0 | No | 0 | No | 0 | No | N/A | 0 | No | No | No | N/A | N/A | N/A | No | Performance - Infiltration | Combination | Y | Y | N | N | N | N | N | Y | N | Surface Water Separation | Yes | No | No | No | Yes | Yes | 10 | 0 | No | No | No | N | AMP 12 | 0 | AMP 12 | AMP 12 | Improvements at this site are profiled in line with HMG targets timescales to balance deliverability and affordability considerations, and we will be reviewing the profiling as new information will become available. | AMP 12 |  | Y | 0 | 0 | 0 | 0 | 0 | 128 | 2012.5 | 100 | N/A | N/A | N/A | 8 | 46.11 | 94.55 | N/A | N/A | N/A | [12 empty] | Y | 2025 | 0
ThW0503 | Thames Water | Surrendered permit | Morewoods, shoreham | TEMP.1547 | Morewoods (Sevenoaks) SPS | Storm discharge at SPS | N/A | N/A | N/A | N/A | N/A | N/A | N/A | N/A | N/A | N/A | N/A | N/A | N/A | N/A | N/A | N/A | N/A | N/A | N/A | N/A | N/A | N/A | N/A | N/A | N/A | N/A | N/A | N/A | N/A | N/A | N/A | N/A | N/A | N/A | N/A | N/A | N/A | N/A | N/A | N/A | N/A | N/A | N/A | N/A | N/A | N/A | N/A | N/A | N/A | N/A | N/A | N/A | N/A | N/A | N/A | N/A | N/A | N/A | N/A | N/A | N/A | N/A | N/A | N/A | N/A | N/A | N/A | N/A | N/A | N/A | N/A | N/A | N/A | N/A | N/A | N/A | N/A | N/A | N/A | N/A | N/A | N/A | N/A | N/A | N/A | N/A | N/A | N/A | N/A | N/A | N/A | N/A | N/A
ThW0504 | Thames Water | Surrendered permit | MPHD STORM TO STANHAM | TEMP.2784 | Mphd storm to stanham | Storm discharge at CSO | N/A | N/A | N/A | N/A | N/A | N/A | N/A | N/A | N/A | N/A | N/A | N/A | N/A | N/A | N/A | N/A | N/A | N/A | N/A | N/A | N/A | N/A | N/A | N/A | N/A | N/A | N/A | N/A | N/A | N/A | N/A | N/A | N/A | N/A | N/A | N/A | N/A | N/A | N/A | N/A | N/A | N/A | N/A | N/A | N/A | N/A | N/A | N/A | N/A | N/A | N/A | N/A | N/A | N/A | N/A | N/A | N/A | N/A | N/A | N/A | N/A | N/A | N/A | N/A | N/A | N/A | N/A | N/A | N/A | N/A | N/A | N/A | N/A | N/A | N/A | N/A | N/A | N/A | N/A | N/A | N/A | N/A | N/A | N/A | N/A | N/A | N/A | N/A | N/A | N/A | N/A | N/A | N/A
ThW0505 | Thames Water | Surrendered permit | N Woolwich P.S., Albert Road | TEMP.2366 | N woolwich p.s., albert road | Storm discharge at SPS | N/A | N/A | N/A | N/A | N/A | N/A | N/A | N/A | N/A | N/A | N/A | N/A | N/A | N/A | N/A | N/A | N/A | N/A | N/A | N/A | N/A | N/A | N/A | N/A | N/A | N/A | N/A | N/A | N/A | N/A | N/A | N/A | N/A | N/A | N/A | N/A | N/A | N/A | N/A | N/A | N/A | N/A | N/A | N/A | N/A | N/A | N/A | N/A | N/A | N/A | N/A | N/A | N/A | N/A | N/A | N/A | N/A | N/A | N/A | N/A | N/A | N/A | N/A | N/A | N/A | N/A | N/A | N/A | N/A | N/A | N/A | N/A | N/A | N/A | N/A | N/A | N/A | N/A | N/A | N/A | N/A | N/A | N/A | N/A | N/A | N/A | N/A | N/A | N/A | N/A | N/A | N/A | N/A
ThW0506 | Thames Water | Surrendered permit | REDBRIDGE LANE WEST, | E97 | Nightingale school, wanstead | Storm discharge at CSO | N/A | N/A | N/A | N/A | N/A | N/A | N/A | N/A | N/A | N/A | N/A | N/A | N/A | N/A | N/A | N/A | N/A | N/A | N/A | N/A | N/A | N/A | N/A | N/A | N/A | N/A | N/A | N/A | N/A | N/A | N/A | N/A | N/A | N/A | N/A | N/A | N/A | N/A | N/A | N/A | N/A | N/A | N/A | N/A | N/A | N/A | N/A | N/A | N/A | N/A | N/A | N/A | N/A | N/A | N/A | N/A | N/A | N/A | N/A | N/A | N/A | N/A | N/A | N/A | N/A | N/A | N/A | N/A | N/A | N/A | N/A | N/A | N/A | N/A | N/A | N/A | N/A | N/A | N/A | N/A | N/A | N/A | N/A | N/A | N/A | N/A | N/A | N/A | N/A | N/A | N/A | N/A | N/A
ThW0507 | Thames Water | Surrendered permit | Pinnacles | TEMP.1705 | Horsecroft Road (Harlow) SPS | Storm discharge at SPS | N/A | N/A | N/A | N/A | N/A | N/A | N/A | N/A | N/A | N/A | N/A | N/A | N/A | N/A | N/A | N/A | N/A | N/A | N/A | N/A | N/A | N/A | N/A | N/A | N/A | N/A | N/A | N/A | N/A | N/A | N/A | N/A | N/A | N/A | N/A | N/A | N/A | N/A | N/A | N/A | N/A | N/A | N/A | N/A | N/A | N/A | N/A | N/A | N/A | N/A | N/A | N/A | N/A | N/A | N/A | N/A | N/A | N/A | N/A | N/A | N/A | N/A | N/A | N/A | N/A | N/A | N/A | N/A | N/A | N/A | N/A | N/A | N/A | N/A | N/A | N/A | N/A | N/A | N/A | N/A | N/A | N/A | N/A | N/A | N/A | N/A | N/A | N/A | N/A | N/A | N/A | N/A | N/A
ThW0508 | Thames Water | CANM.0911 | PROSPECT ROAD CSO, B | CANM.0911 | Prospect road , woodford oxford road | Storm discharge at CSO | TQ4145092450 | WELLS BROOK | GB106037028181 | Lower Roding (Loughton to Thames) | Inland | Yes-Probable | No | No | 0 | No | 0 | No | 0 | No | 0 | No | 0 | No | 0 | No | N/A | 0 | No | No | No | N/A | N/A | N/A | No | Performance - Sewer collapse (partial / full) - infrastructure issue | Surface Water | N | Y | N | N | N | N | N | Y | N | Sewer Capacity Increase | Yes | Yes | Yes | No | Yes | Yes | 10 | 0 | Yes | No | No | N | AMP 09 | 0 | AMP 09 | AMP 09 | 0 | AMP 09 |  | 0 | 0 | 0 | 0 | 0 | 0 | 48 | 95.25 | 95.25 | N/A | N/A | N/A | 58 | 171.98 | 96.26 | 70 | 217.6 | 100 | [12 empty] | Y |  | 0
ThW0509 | Thames Water | Surrendered permit | Putney Lower Common | TEMP.2848 | Putney lower common | Storm discharge at CSO | N/A | N/A | N/A | N/A | N/A | N/A | N/A | N/A | N/A | N/A | N/A | N/A | N/A | N/A | N/A | N/A | N/A | N/A | N/A | N/A | N/A | N/A | N/A | N/A | N/A | N/A | N/A | N/A | N/A | N/A | N/A | N/A | N/A | N/A | N/A | N/A | N/A | N/A | N/A | N/A | N/A | N/A | N/A | N/A | N/A | N/A | N/A | N/A | N/A | N/A | N/A | N/A | N/A | N/A | N/A | N/A | N/A | N/A | N/A | N/A | N/A | N/A | N/A | N/A | N/A | N/A | N/A | N/A | N/A | N/A | N/A | N/A | N/A | N/A | N/A | N/A | N/A | N/A | N/A | N/A | N/A | N/A | N/A | N/A | N/A | N/A | N/A | N/A | N/A | N/A | N/A | N/A | N/A
ThW0510 | Thames Water | Surrendered permit | ROMFORD ROAD, | CANM.0929 | Romford road, ilford | Storm discharge at CSO | N/A | N/A | N/A | N/A | N/A | N/A | N/A | N/A | N/A | N/A | N/A | N/A | N/A | N/A | N/A | N/A | N/A | N/A | N/A | N/A | N/A | N/A | N/A | N/A | N/A | N/A | N/A | N/A | N/A | N/A | N/A | N/A | N/A | N/A | N/A | N/A | N/A | N/A | N/A | N/A | N/A | N/A | N/A | N/A | N/A | N/A | N/A | N/A | N/A | N/A | N/A | N/A | N/A | N/A | N/A | N/A | N/A | N/A | N/A | N/A | N/A | N/A | N/A | N/A | N/A | N/A | N/A | N/A | N/A | N/A | N/A | N/A | N/A | N/A | N/A | N/A | N/A | N/A | N/A | N/A | N/A | N/A | N/A | N/A | N/A | N/A | N/A | N/A | N/A | N/A | N/A | N/A | N/A
ThW0511 | Thames Water | CANM.0921 | ROUS ROAD, | CANM.0921 | Rous road, buckhurst hill | Storm discharge at CSO | TQ4237594272 | OVERFLOW BROOK | GB106037028181 | Lower Roding (Loughton to Thames) | Inland | Yes-Probable | No | No | 0 | No | 0 | No | 0 | No | 0 | No | 0 | No | 0 | No | N/A | 0 | No | No | No | N/A | N/A | N/A | No | 0 | Surface Water | N | Y | N | N | N | N | N | Y | N | Sewer Capacity Increase | Yes | Yes | Yes | No | Yes | Yes | 10 | 0 | Yes | No | No | N | AMP 09 | 0 | AMP 09 | AMP 09 | 0 | AMP 09 |  | 0 | 0 | 0 | 0 | 0 | 0 | 20 | 50.13 | 91.49 | N/A | N/A | N/A | N/A | N/A | N/A | N/A | N/A | N/A | [12 empty] | Y |  | 0
ThW0512 | Thames Water | Surrendered permit | Rowly Drive | TEMP.1829 | Rowly Drive (Cranleigh) SPS | Storm discharge at SPS | N/A | N/A | N/A | N/A | N/A | N/A | N/A | N/A | N/A | N/A | N/A | N/A | N/A | N/A | N/A | N/A | N/A | N/A | N/A | N/A | N/A | N/A | N/A | N/A | N/A | N/A | N/A | N/A | N/A | N/A | N/A | N/A | N/A | N/A | N/A | N/A | N/A | N/A | N/A | N/A | N/A | N/A | N/A | N/A | N/A | N/A | N/A | N/A | N/A | N/A | N/A | N/A | N/A | N/A | N/A | N/A | N/A | N/A | N/A | N/A | N/A | N/A | N/A | N/A | N/A | N/A | N/A | N/A | N/A | N/A | N/A | N/A | N/A | N/A | N/A | N/A | N/A | N/A | N/A | N/A | N/A | N/A | N/A | N/A | N/A | N/A | N/A | N/A | N/A | N/A | N/A | N/A | N/A
ThW0513 | Thames Water | Surrendered permit | RUNFOLD AVE, LUTON, BEDS | 1916 | Runfold avenue, luton | Storm discharge at CSO | N/A | N/A | N/A | N/A | N/A | N/A | N/A | N/A | N/A | N/A | N/A | N/A | N/A | N/A | N/A | N/A | N/A | N/A | N/A | N/A | N/A | N/A | N/A | N/A | N/A | N/A | N/A | N/A | N/A | N/A | N/A | N/A | N/A | N/A | N/A | N/A | N/A | N/A | N/A | N/A | N/A | N/A | N/A | N/A | N/A | N/A | N/A | N/A | N/A | N/A | N/A | N/A | N/A | N/A | N/A | N/A | N/A | N/A | N/A | N/A | N/A | N/A | N/A | N/A | N/A | N/A | N/A | N/A | N/A | N/A | N/A | N/A | N/A | N/A | N/A | N/A | N/A | N/A | N/A | N/A | N/A | N/A | N/A | N/A | N/A | N/A | N/A | N/A | N/A | N/A | N/A | N/A | N/A
ThW0514 | Thames Water | Surrendered permit | Shalbourne | TEMP.1881 | Mill House (Shalbourne) SPS | Storm discharge at SPS | N/A | N/A | N/A | N/A | N/A | N/A | N/A | N/A | N/A | N/A | N/A | N/A | N/A | N/A | N/A | N/A | N/A | N/A | N/A | N/A | N/A | N/A | N/A | N/A | N/A | N/A | N/A | N/A | N/A | N/A | N/A | N/A | N/A | N/A | N/A | N/A | N/A | N/A | N/A | N/A | N/A | N/A | N/A | N/A | N/A | N/A | N/A | N/A | N/A | N/A | N/A | N/A | N/A | N/A | N/A | N/A | N/A | N/A | N/A | N/A | N/A | N/A | N/A | N/A | N/A | N/A | N/A | N/A | N/A | N/A | N/A | N/A | N/A | N/A | N/A | N/A | N/A | N/A | N/A | N/A | N/A | N/A | N/A | N/A | N/A | N/A | N/A | N/A | N/A | N/A | N/A | N/A | N/A
ThW0515 | Thames Water | Surrendered permit | SHIRE LANE | TEMP.1899 | Shire Lane (Orpington) SPS | Storm discharge at SPS | N/A | N/A | N/A | N/A | N/A | N/A | N/A | N/A | N/A | N/A | N/A | N/A | N/A | N/A | N/A | N/A | N/A | N/A | N/A | N/A | N/A | N/A | N/A | N/A | N/A | N/A | N/A | N/A | N/A | N/A | N/A | N/A | N/A | N/A | N/A | N/A | N/A | N/A | N/A | N/A | N/A | N/A | N/A | N/A | N/A | N/A | N/A | N/A | N/A | N/A | N/A | N/A | N/A | N/A | N/A | N/A | N/A | N/A | N/A | N/A | N/A | N/A | N/A | N/A | N/A | N/A | N/A | N/A | N/A | N/A | N/A | N/A | N/A | N/A | N/A | N/A | N/A | N/A | N/A | N/A | N/A | N/A | N/A | N/A | N/A | N/A | N/A | N/A | N/A | N/A | N/A | N/A | N/A
ThW0516 | Thames Water | Surrendered permit | Slipe Lane, Broxbourne | TEMP.1916 | Slipe Lane (Wormley) SPS | Storm discharge at SPS | N/A | N/A | N/A | N/A | N/A | N/A | N/A | N/A | N/A | N/A | N/A | N/A | N/A | N/A | N/A | N/A | N/A | N/A | N/A | N/A | N/A | N/A | N/A | N/A | N/A | N/A | N/A | N/A | N/A | N/A | N/A | N/A | N/A | N/A | N/A | N/A | N/A | N/A | N/A | N/A | N/A | N/A | N/A | N/A | N/A | N/A | N/A | N/A | N/A | N/A | N/A | N/A | N/A | N/A | N/A | N/A | N/A | N/A | N/A | N/A | N/A | N/A | N/A | N/A | N/A | N/A | N/A | N/A | N/A | N/A | N/A | N/A | N/A | N/A | N/A | N/A | N/A | N/A | N/A | N/A | N/A | N/A | N/A | N/A | N/A | N/A | N/A | N/A | N/A | N/A | N/A | N/A | N/A
ThW0517 | Thames Water | CSAB.0577 | SLOANE STREET, RANELAGH GDNS, LONDO B | 10577 | Sloane street, raneleigh gardens | Storm discharge at CSO | TQ2829077850 | R.THAMES ( TIDAL ) | GB530603911402 | THAMES MIDDLE | Transitional | No | No | No | 0 | No | 0 | No | 0 | No | 0 | No | 0 | No | 0 | No | N/A | 0 | No | No | No | N/A | N/A | N/A | No | 0 | Surface Water | N | Y | N | N | N | N | N | Y | N | N | No | No | No | No | No | No | 10 | 0 | No | No | No | N | AMP 07 | 0 | AMP 07 | AMP 07 | Improvement planned to be delivered to a faster timeline by capturing benefits of Thames Tideway Tunnel delivery | N/A |  | 0 | 0 | 0 | 0 | 0 | 0 | 38 | 345.87 | 75.18 | N/A | N/A | N/A | 54 | 243.21 | 98.43 | 120 | 419.2 | 97.89 | [12 empty] | Y |  | 0
ThW0518 | Thames Water | TEMP.2933 | Snakes Lane | TEMP.2933 | Snakes lane | Storm discharge at CSO | TQ4144091770 | Roding | GB106037028181 | Lower Roding (Loughton to Thames) | Inland | Yes-Probable | Yes | No | 0 | No | 0 | No | 0 | No | 0 | No | 0 | No | 0 | No | N/A | 0 | No | No | No | N/A | N/A | N/A | No | 0 | Surface Water | N | Y | N | N | N | N | N | Y | N | Sewer Capacity Increase | Yes | Yes | Yes | No | Yes | Yes | 10 | 0 | Yes | No | No | N | AMP 08 | 0 | AMP 08 | AMP 08 | 0 | AMP 08 |  | 0 | 0 | 0 | 0 | 0 | 0 | 0 | 0 | 99.71 | N/A | N/A | N/A | 78 | 332.39 | 95.19 | 84 | 337.16 | 99.47 | [12 empty] | Y |  | 0
ThW0519 | Thames Water | CTCR.2000 | SWS, SOUTH LANE, ASH, SURREY | 2000 | South lane, ash | Storm discharge at CSO | SU9860050300 | TRIB OF BLACKWATER | GB106039017630 | Wey (Shalford to River Thames confluence at Weybridge) | Inland | No | No | No | 0 | No | 0 | No | 0 | No | 0 | No | 0 | No | 0 | No | N/A | 0 | No | No | No | N/A | N/A | N/A | No | 0 | Surface Water | N | Y | N | N | N | N | N | Y | N | Sewer Capacity Increase | Yes | No | No | No | Yes | Yes | 10 | 0 | No | No | No | Pending investigation | AMP 11 | 0 | AMP 11 | AMP 11 | Improvements at this site are profiled in line with HMG targets timescales to balance deliverability and affordability considerations, and we will be reviewing the profiling as new information will become available. | AMP 11 |  | 0 | 0 | 0 | 0 | 0 | 0 | 1 | 0.1 | 95.56 | N/A | N/A | N/A | N/A | N/A | N/A | N/A | N/A | N/A | [12 empty] | Y |  | 0
ThW0520 | Thames Water | TEMP.1976 | Stansted Airport | TEMP.1976 | Stansted Airport SPS | Storm discharge at SPS | TL5490021800 | Pincey Brook | GB106038033380 | Pincey Brook | Inland | No | No | No | 0 | No | 0 | No | 0 | No | 0 | No | 0 | No | 0 | No | N/A | 0 | No | No | No | N/A | N/A | N/A | No | 0 | Surface Water | N | Y | N | N | N | N | N | Y | N | N | Yes | No | No | No | Yes | Yes | 10 | 0 | No | No | No | Pending investigation | AMP 11 | 0 | AMP 11 | AMP 11 | Improvements at this site are profiled in line with HMG targets timescales to balance deliverability and affordability considerations, and we will be reviewing the profiling as new information will become available. | AMP 11 |  | 0 | 0 | 0 | 0 | 0 | 0 | 0 | 0 | 0 | N/A | N/A | N/A | N/A | N/A | N/A | N/A | N/A | N/A | [12 empty] | Y |  | 0
ThW0521 | Thames Water | CSAC.0876 | STANTON FITZWARREN STW, WILTS | COPA/10876 | Stanton Fitzwarren SPS | Storm discharge at SPS | SU1746090680 | TRIB OF BYDEMILL BROOK/LAND | GB106039023710 | Bydemill Brook (Source to Thames) | Inland | No | No | No | 0 | No | 0 | No | 0 | No | 0 | No | 0 | No | 0 | No | N/A | 0 | No | No | No | N/A | N/A | N/A | No | 0 | Surface Water | N | Y | N | N | N | N | N | Y | N | N | Yes | No | No | No | Yes | Yes | 10 | 0 | No | No | No | N | AMP 11 | 0 | AMP 11 | AMP 11 | Improvements at this site are profiled in line with HMG targets timescales to balance deliverability and affordability considerations, and we will be reviewing the profiling as new information will become available. | AMP 11 |  | 0 | 0 | 0 | 0 | 0 | 0 | 11 | 19.43 | 89.58 | N/A | N/A | N/A | N/A | N/A | N/A | N/A | N/A | N/A | [12 empty] | Y |  | 0
ThW0522 | Thames Water | Surrendered permit | SURFACE WATER-SEWER | 1925 | Stoke d'abernon, surrey | Storm discharge at CSO | N/A | N/A | N/A | N/A | N/A | N/A | N/A | N/A | N/A | N/A | N/A | N/A | N/A | N/A | N/A | N/A | N/A | N/A | N/A | N/A | N/A | N/A | N/A | N/A | N/A | N/A | N/A | N/A | N/A | N/A | N/A | N/A | N/A | N/A | N/A | N/A | N/A | N/A | N/A | N/A | N/A | N/A | N/A | N/A | N/A | N/A | N/A | N/A | N/A | N/A | N/A | N/A | N/A | N/A | N/A | N/A | N/A | N/A | N/A | N/A | N/A | N/A | N/A | N/A | N/A | N/A | N/A | N/A | N/A | N/A | N/A | N/A | N/A | N/A | N/A | N/A | N/A | N/A | N/A | N/A | N/A | N/A | N/A | N/A | N/A | N/A | N/A | N/A | N/A | N/A | N/A | N/A | N/A
ThW0523 | Thames Water | CTCR.2076 | SWS, STOKE ROAD, COBHAM, SURREY | 2076 | Stoke road, cobham | Storm discharge at CSO | TQ1128059810 | RIVER MOLE | GB106039017623 | Mole - Leatherhead to Hersham | Inland | No | No | No | 0 | No | 0 | No | 0 | No | 0 | Yes | River Mole | Yes | River Mole | No | N/A | 0 | No | No | No | N/A | N/A | N/A | No | 0 | Surface Water | N | Y | N | N | N | N | N | Y | N | Sewer Capacity Increase | Yes | Yes | Yes | No | Yes | Yes | 10 | 0 | Yes | No | No | Pending investigation | AMP 09 | 0 | AMP 09 | AMP 09 | 0 | AMP 09 |  | 0 | 0 | 0 | 0 | 0 | 0 | 2 | 9.73 | 100 | N/A | N/A | N/A | N/A | N/A | N/A | N/A | N/A | N/A | [12 empty] | Y |  | 0
ThW0524 | Thames Water | Surrendered permit | STRATTON GARDENS, LUTON, BEDS | 1918 | Stratton gardens, luton | Storm discharge at CSO | N/A | N/A | N/A | N/A | N/A | N/A | N/A | N/A | N/A | N/A | N/A | N/A | N/A | N/A | N/A | N/A | N/A | N/A | N/A | N/A | N/A | N/A | N/A | N/A | N/A | N/A | N/A | N/A | N/A | N/A | N/A | N/A | N/A | N/A | N/A | N/A | N/A | N/A | N/A | N/A | N/A | N/A | N/A | N/A | N/A | N/A | N/A | N/A | N/A | N/A | N/A | N/A | N/A | N/A | N/A | N/A | N/A | N/A | N/A | N/A | N/A | N/A | N/A | N/A | N/A | N/A | N/A | N/A | N/A | N/A | N/A | N/A | N/A | N/A | N/A | N/A | N/A | N/A | N/A | N/A | N/A | N/A | N/A | N/A | N/A | N/A | N/A | N/A | N/A | N/A | N/A | N/A | N/A
ThW0525 | Thames Water | TEMP.2921 | Streatham Storm Relief A | TEMP.2921 | Streatham storm relief | Storm discharge at CSO | TQ2906070410 | Graveney | GB106039023460 | Wandle (Croydon to Wandsworth) and the Graveney | Inland | Yes-Confirmed | No | No | 0 | No | 0 | No | 0 | No | 0 | No | 0 | No | 0 | No | N/A | 0 | No | No | No | N/A | N/A | N/A | No | 0 | Surface Water | N | N | N | N | N | Y | N | Y | N | Sewer Capacity Increase | Yes | Yes | Yes | No | Yes | Yes | 10 | 0 | Yes | No | No | N | AMP 08 | 0 | AMP 08 | AMP 08 | 0 | AMP 08 |  | 0 | 0 | N | N | 0 | 0 | 0 | 0 | 99.98 | N/A | N/A | N/A | 50 | 134.99 | 92.75 | 100 | 170.16 | 69.23 | [12 empty] | Y |  | 0
ThW0526 | Thames Water | TEMP.2921 | Streatham Storm Relief E | TEMP.2921 | Streatham storm relief | Storm discharge at CSO | TQ2906070410 | Graveney | GB106039023460 | Wandle (Croydon to Wandsworth) and the Graveney | Inland | Yes-Confirmed | No | No | 0 | No | 0 | No | 0 | No | 0 | No | 0 | No | 0 | No | N/A | 0 | No | No | No | N/A | N/A | N/A | No | 0 | Surface Water | N | Y | N | N | N | N | N | Y | N | Sewer Capacity Increase | Yes | Yes | Yes | No | Yes | Yes | 10 | 0 | Yes | No | No | N | AMP 08 | 0 | AMP 08 | AMP 08 | 0 | AMP 08 |  | 0 | 0 | N | N | 0 | 0 | 0 | 0 | 100 | N/A | N/A | N/A | 50 | 134.99 | 92.75 | 100 | 170.16 | 69.23 | [12 empty] | Y |  | 0
ThW0527 | Thames Water | TEMP.2921 | Streatham Storm Relief C | TEMP.2921 | Streatham storm relief | Storm discharge at CSO | TQ2906070410 | Graveney | GB106039023460 | Wandle (Croydon to Wandsworth) and the Graveney | Inland | Yes-Confirmed | No | No | 0 | No | 0 | No | 0 | No | 0 | No | 0 | No | 0 | No | N/A | 0 | No | No | No | N/A | N/A | N/A | No | 0 | Surface Water | N | Y | N | N | N | N | N | Y | N | Sewer Capacity Increase | Yes | Yes | Yes | No | Yes | Yes | 10 | 0 | Yes | No | No | N | AMP 09 | 0 | AMP 09 | AMP 09 | 0 | AMP 09 |  | 0 | 0 | 0 | 0 | 0 | 0 | 0 | 0 | 98.98 | N/A | N/A | N/A | 50 | 134.99 | 92.75 | 100 | 170.16 | 69.23 | [12 empty] | Y |  | 0
ThW0528 | Thames Water | TEMP.2921 | Streatham Storm Relief D | TEMP.2921 | Streatham storm relief | Storm discharge at CSO | TQ2906070410 | Graveney | GB106039023460 | Wandle (Croydon to Wandsworth) and the Graveney | Inland | Yes-Confirmed | No | No | 0 | No | 0 | No | 0 | No | 0 | No | 0 | No | 0 | No | N/A | 0 | No | No | No | N/A | N/A | N/A | No | 0 | Surface Water | N | Y | N | N | N | N | N | Y | N | Sewer Capacity Increase | Yes | Yes | Yes | No | Yes | Yes | 10 | 0 | Yes | No | No | N | AMP 09 | 0 | AMP 09 | AMP 09 | 0 | AMP 09 |  | 0 | 0 | 0 | 0 | 0 | 0 | 0 | 0 | 87.9 | N/A | N/A | N/A | 50 | 134.99 | 92.75 | 100 | 170.16 | 69.23 | [12 empty] | Y |  | 0
ThW0529 | Thames Water | TEMP.2921 | Streatham Storm Relief F | TEMP.2921 | Streatham storm relief | Storm discharge at CSO | TQ2906070410 | Graveney | GB106039023460 | Wandle (Croydon to Wandsworth) and the Graveney | Inland | Yes-Confirmed | No | No | 0 | No | 0 | No | 0 | No | 0 | No | 0 | No | 0 | No | N/A | 0 | No | No | No | N/A | N/A | N/A | No | N/A - Ongoing investigation | Surface Water | N | Y | N | N | N | N | N | Y | N | Sewer Capacity Increase | Yes | Yes | Yes | No | Yes | Yes | 10 | 0 | Yes | No | No | N | AMP 09 | 0 | AMP 09 | AMP 09 | 0 | AMP 09 |  | 0 | 0 | 0 | 0 | 0 | 0 | 50 | 70 | 100 | N/A | N/A | N/A | 50 | 134.99 | 92.75 | 100 | 170.16 | 69.23 | [12 empty] | Y |  | 0
ThW0530 | Thames Water | TEMP.2921 | Streatham Storm Relief G | TEMP.2921 | Streatham storm relief | Storm discharge at CSO | TQ2906070410 | Graveney | GB106039023460 | Wandle (Croydon to Wandsworth) and the Graveney | Inland | Yes-Confirmed | No | No | 0 | No | 0 | No | 0 | No | 0 | No | 0 | No | 0 | No | N/A | 0 | No | No | No | N/A | N/A | N/A | No | 0 | Surface Water | N | Y | N | N | N | N | N | Y | N | Sewer Capacity Increase | Yes | Yes | Yes | No | Yes | Yes | 10 | 0 | Yes | No | No | N | AMP 09 | 0 | AMP 09 | AMP 09 | 0 | AMP 09 |  | 0 | 0 | 0 | 0 | 0 | 0 | 0 | 0 | 99.88 | N/A | N/A | N/A | 50 | 134.99 | 92.75 | 100 | 170.16 | 69.23 | [12 empty] | Y |  | 0
ThW0531 | Thames Water | Surrendered permit | Summerstown | TEMP.2023 | Summerstown (London) SPS | Storm discharge at SPS | N/A | N/A | N/A | N/A | N/A | N/A | N/A | N/A | N/A | N/A | N/A | N/A | N/A | N/A | N/A | N/A | N/A | N/A | N/A | N/A | N/A | N/A | N/A | N/A | N/A | N/A | N/A | N/A | N/A | N/A | N/A | N/A | N/A | N/A | N/A | N/A | N/A | N/A | N/A | N/A | N/A | N/A | N/A | N/A | N/A | N/A | N/A | N/A | N/A | N/A | N/A | N/A | N/A | N/A | N/A | N/A | N/A | N/A | N/A | N/A | N/A | N/A | N/A | N/A | N/A | N/A | N/A | N/A | N/A | N/A | N/A | N/A | N/A | N/A | N/A | N/A | N/A | N/A | N/A | N/A | N/A | N/A | N/A | N/A | N/A | N/A | N/A | N/A | N/A | N/A | N/A | N/A | N/A
ThW0532 | Thames Water | Surrendered permit | Wanden End, Luton | TEMP.2175 | Wandon End (Luton) SPS | Storm discharge at SPS | N/A | N/A | N/A | N/A | N/A | N/A | N/A | N/A | N/A | N/A | N/A | N/A | N/A | N/A | N/A | N/A | N/A | N/A | N/A | N/A | N/A | N/A | N/A | N/A | N/A | N/A | N/A | N/A | N/A | N/A | N/A | N/A | N/A | N/A | N/A | N/A | N/A | N/A | N/A | N/A | N/A | N/A | N/A | N/A | N/A | N/A | N/A | N/A | N/A | N/A | N/A | N/A | N/A | N/A | N/A | N/A | N/A | N/A | N/A | N/A | N/A | N/A | N/A | N/A | N/A | N/A | N/A | N/A | N/A | N/A | N/A | N/A | N/A | N/A | N/A | N/A | N/A | N/A | N/A | N/A | N/A | N/A | N/A | N/A | N/A | N/A | N/A | N/A | N/A | N/A | N/A | N/A | N/A
ThW0533 | Thames Water | Surrendered permit | 30-INCH SURFACE WATER OUTFALL, WATE | P475 | Water lane, watford | Storm discharge at CSO | N/A | N/A | N/A | N/A | N/A | N/A | N/A | N/A | N/A | N/A | N/A | N/A | N/A | N/A | N/A | N/A | N/A | N/A | N/A | N/A | N/A | N/A | N/A | N/A | N/A | N/A | N/A | N/A | N/A | N/A | N/A | N/A | N/A | N/A | N/A | N/A | N/A | N/A | N/A | N/A | N/A | N/A | N/A | N/A | N/A | N/A | N/A | N/A | N/A | N/A | N/A | N/A | N/A | N/A | N/A | N/A | N/A | N/A | N/A | N/A | N/A | N/A | N/A | N/A | N/A | N/A | N/A | N/A | N/A | N/A | N/A | N/A | N/A | N/A | N/A | N/A | N/A | N/A | N/A | N/A | N/A | N/A | N/A | N/A | N/A | N/A | N/A | N/A | N/A | N/A | N/A | N/A | N/A
ThW0534 | Thames Water | CSAC.0863 | WATERLOO CRESCENT OUTFALL, WOKINGHA | COPA/10863 | Waterloo crescent outfall, wokingham | Storm discharge at CSO | SU8233067940 | WATERLOO ROAD STREAM | GB106039023130 | Emm Brook | Inland | No | No | No | 0 | No | 0 | No | 0 | No | 0 | No | 0 | No | 0 | No | N/A | 0 | No | No | No | N/A | N/A | N/A | No | 0 | Surface Water | N | Y | N | N | N | N | N | Y | N | Sewer Capacity Increase | Yes | No | No | No | Yes | Yes | 10 | 0 | No | No | No | Pending investigation | AMP 12 | 0 | AMP 12 | AMP 12 | Improvements at this site are profiled in line with HMG targets timescales to balance deliverability and affordability considerations, and we will be reviewing the profiling as new information will become available. | AMP 12 |  | 0 | 0 | 0 | 0 | 0 | 0 | 0 | 0 | 0 | N/A | N/A | N/A | N/A | N/A | N/A | N/A | N/A | N/A | [12 empty] | Y |  | 0
ThW0535 | Thames Water | Surrendered permit | WATLING STREET | TEMP.3032 | Watling street | Storm discharge at CSO | N/A | N/A | N/A | N/A | N/A | N/A | N/A | N/A | N/A | N/A | N/A | N/A | N/A | N/A | N/A | N/A | N/A | N/A | N/A | N/A | N/A | N/A | N/A | N/A | N/A | N/A | N/A | N/A | N/A | N/A | N/A | N/A | N/A | N/A | N/A | N/A | N/A | N/A | N/A | N/A | N/A | N/A | N/A | N/A | N/A | N/A | N/A | N/A | N/A | N/A | N/A | N/A | N/A | N/A | N/A | N/A | N/A | N/A | N/A | N/A | N/A | N/A | N/A | N/A | N/A | N/A | N/A | N/A | N/A | N/A | N/A | N/A | N/A | N/A | N/A | N/A | N/A | N/A | N/A | N/A | N/A | N/A | N/A | N/A | N/A | N/A | N/A | N/A | N/A | N/A | N/A | N/A | N/A
ThW0536 | Thames Water | EPRCB3293RE | WESTON PARK CSO | EPR/CB3293RE | Weston park | Storm discharge at CSO | TQ3200088680 | TONEBRIDGE BROOK | GB106038077852 | Lee (Tottenham Locks to Bow Locks/Three Mills Locks) | Inland | Yes-Confirmed | No | No | 0 | No | 0 | No | 0 | No | 0 | No | 0 | No | 0 | No | N/A | 0 | No | No | No | N/A | N/A | N/A | No | 0 | Surface Water | N | Y | N | N | N | N | N | Y | N | Sewer Capacity Increase | Yes | Yes | Yes | No | Yes | Yes | 10 | 0 | Yes | No | No | Pending investigation | AMP 09 | 0 | AMP 09 | AMP 09 | 0 | AMP 09 |  | 0 | 0 | 0 | 0 | 0 | 0 | 0 | 0 | 96.55 | N/A | N/A | N/A | N/A | N/A | N/A | N/A | N/A | N/A | [12 empty] | Y |  | 0
ThW0537 | Thames Water | CSSC.7687 | WHEATHAMPSTEAD PUMPING STATION , HE | COPA/7687 | Wheathampstead SPS | Storm discharge at SPS | TL1808014240 | RIVER LEE | GB106038033392 | Lee (from Luton Hoo Lakes to Hertford) | Inland | Yes-Probable | No | No | 0 | No | 0 | No | 0 | No | 0 | Yes | River Lea or Lee | Yes | Lea Navigation & River Lee | No | N/A | 0 | No | No | No | N/A | N/A | N/A | No | 0 | Surface Water | N | Y | N | N | N | N | N | Y | N | N | Yes | Yes | Yes | No | Yes | Yes | 10 | 0 | Yes | No | No | Pending investigation | AMP 09 | 0 | AMP 09 | AMP 09 | 0 | AMP 09 |  | 0 | 0 | 0 | 0 | 0 | 0 | 0 | 0 | 0 | N/A | N/A | N/A | N/A | N/A | N/A | N/A | N/A | N/A | [12 empty] | Y |  | 0
ThW0538 | Thames Water | Surrendered permit | SURFACE WATER OUTFALL, WHITEHALL RO | B0330 | Whitehall road, chingford | Storm discharge at CSO | N/A | N/A | N/A | N/A | N/A | N/A | N/A | N/A | N/A | N/A | N/A | N/A | N/A | N/A | N/A | N/A | N/A | N/A | N/A | N/A | N/A | N/A | N/A | N/A | N/A | N/A | N/A | N/A | N/A | N/A | N/A | N/A | N/A | N/A | N/A | N/A | N/A | N/A | N/A | N/A | N/A | N/A | N/A | N/A | N/A | N/A | N/A | N/A | N/A | N/A | N/A | N/A | N/A | N/A | N/A | N/A | N/A | N/A | N/A | N/A | N/A | N/A | N/A | N/A | N/A | N/A | N/A | N/A | N/A | N/A | N/A | N/A | N/A | N/A | N/A | N/A | N/A | N/A | N/A | N/A | N/A | N/A | N/A | N/A | N/A | N/A | N/A | N/A | N/A | N/A | N/A | N/A | N/A
ThW0539 | Thames Water | T02258 | WILDERNESSE | TEMP.2258 | Wilderness Avenue (Sevenoaks) SPS | Storm discharge at SPS | TQ5400056300 | FRESHWATER RIVER | GB106040024221 | Upper Darent | Inland | No | No | No | 0 | No | 0 | No | 0 | No | 0 | No | 0 | No | 0 | No | N/A | 0 | No | No | No | N/A | N/A | N/A | No | 0 | Surface Water | N | Y | N | N | N | N | N | Y | N | N | Yes | No | No | No | Yes | Yes | 10 | 0 | No | No | No | Pending investigation | AMP 12 | 0 | AMP 12 | AMP 12 | Improvements at this site are profiled in line with HMG targets timescales to balance deliverability and affordability considerations, and we will be reviewing the profiling as new information will become available. | AMP 12 |  | 0 | 0 | 0 | 0 | 0 | 0 | 0 | 0 | 62.5 | N/A | N/A | N/A | N/A | N/A | N/A | N/A | N/A | N/A | [12 empty] | Y |  | 0
ThW0540 | Thames Water | Surrendered permit | Woodeaton STW Pumping Station | TEMP.2292 | Woodeaton STW | Storm discharge at SPS | N/A | N/A | N/A | N/A | N/A | N/A | N/A | N/A | N/A | N/A | N/A | N/A | N/A | N/A | N/A | N/A | N/A | N/A | N/A | N/A | N/A | N/A | N/A | N/A | N/A | N/A | N/A | N/A | N/A | N/A | N/A | N/A | N/A | N/A | N/A | N/A | N/A | N/A | N/A | N/A | N/A | N/A | N/A | N/A | N/A | N/A | N/A | N/A | N/A | N/A | N/A | N/A | N/A | N/A | N/A | N/A | N/A | N/A | N/A | N/A | N/A | N/A | N/A | N/A | N/A | N/A | N/A | N/A | N/A | N/A | N/A | N/A | N/A | N/A | N/A | N/A | N/A | N/A | N/A | N/A | N/A | N/A | N/A | N/A | N/A | N/A | N/A | N/A | N/A | N/A | N/A | N/A | N/A
ThW0542 | Thames Water | Permit application under consideration | N/A | 108 | Alicia Avenue CSO | Unpermitted CSO | TQ 1725 8903 | 0 | GB106039022940 | Wealdstone Brook | Inland | Yes-Probable | No | No | 0 | No | 0 | No | 0 | No | 0 | No | 0 | No | 0 | No | N/A | 0 | No | No | No | N/A | N/A | N/A | No | 0 | Surface Water | N | Y | N | N | N | N | N | Y | N | Sewer Capacity Increase | Yes | Yes | Yes | No | Yes | Yes | 10 | 0 | Yes | No | No | Pending investigation | AMP 08 | 0 | AMP 08 | AMP 08 | 0 | AMP 08 |  | 0 | 0 | N | N | 0 | 0 | 4 | 6.53 | 81.78 | 0 | 0 | 0 | N/A | N/A | N/A | N/A | N/A | N/A | [12 empty] | Y |  | 0
ThW0544 | Thames Water | Permit application under consideration | N/A | 255 | Bookham SPS | Unpermitted CSO | TQ 1204 5587 | 0 | GB106039017600 | Downside Ditches and Bookham Brook | Inland | No | No | No | 0 | No | 0 | No | 0 | No | 0 | No | 0 | No | 0 | No | N/A | 0 | No | No | No | N/A | N/A | N/A | No | 0 | Surface Water | N | Y | N | N | N | N | N | Y | N | N | Yes | No | No | No | Yes | Yes | 10 | 0 | No | No | No | Pending investigation | AMP 12 | 0 | AMP 12 | AMP 12 | Improvements at this site are profiled in line with HMG targets timescales to balance deliverability and affordability considerations, and we will be reviewing the profiling as new information will become available. | AMP 12 |  | 0 | 0 | 0 | 0 | 0 | 0 | 0 | 0 | 77.64 | 0 | 0 | 0 | N/A | N/A | N/A | N/A | N/A | N/A | [12 empty] | Y |  | 0
ThW0545 | Thames Water | Permit application under consideration | N/A | 130 | Boyne Avenue, Hendon | Unpermitted CSO | TQ 2403 8915 | 0 | GB106039022980 | Dollis Brook and Upper Brent | Inland | Yes-Confirmed | No | No | 0 | No | 0 | No | 0 | No | 0 | No | 0 | No | 0 | No | N/A | 0 | No | No | No | N/A | N/A | N/A | No | 0 | Surface Water | N | Y | N | N | N | N | N | Y | N | Sewer Capacity Increase | Yes | Yes | Yes | No | Yes | Yes | 10 | 0 | Yes | No | No | Pending investigation | AMP 09 | 0 | AMP 09 | AMP 09 | 0 | AMP 09 |  | 0 | 0 | 0 | 0 | 0 | 0 | 16 | 17.5 | 100 | 0 | 0 | 0 | N/A | N/A | N/A | N/A | N/A | N/A | [12 empty] | Y |  | 0
ThW0547 | Thames Water | Permit application under consideration | N/A | 224 | Brent Cross Flyover | Unpermitted CSO | TQ 2351 8794 | 0 | GB106039022980 | Dollis Brook and Upper Brent | Inland | Yes-Confirmed | No | No | 0 | No | 0 | No | 0 | No | 0 | No | 0 | No | 0 | No | N/A | 0 | No | No | No | N/A | N/A | N/A | No | 0 | Surface Water | N | Y | N | N | N | N | N | Y | N | Sewer Capacity Increase | Yes | Yes | Yes | No | Yes | Yes | 10 | 0 | Yes | No | No | Pending investigation | AMP 09 | 0 | AMP 09 | AMP 09 | 0 | AMP 09 |  | 0 | 0 | 0 | 0 | 0 | 0 | 5 | 7.75 | 99.97 | 0 | 0 | 0 | N/A | N/A | N/A | N/A | N/A | N/A | [12 empty] | Y |  | 0
ThW0549 | Thames Water | Permit application under consideration | N/A | 6 | Brent Valley Golf Course , LB Ealing | Unpermitted CSO | TQ 1453 8077 | 0 | GB106039023590 | Lower Brent | Inland | Yes-Probable | No | No | 0 | No | 0 | No | 0 | No | 0 | No | 0 | No | 0 | No | N/A | 0 | No | No | No | N/A | N/A | N/A | No | 0 | Surface Water | N | Y | N | N | N | N | N | Y | N | Sewer Capacity Increase | Yes | Yes | Yes | No | Yes | Yes | 10 | 0 | Yes | No | No | Pending investigation | AMP 09 | 0 | AMP 09 | AMP 09 | 0 | AMP 09 |  | 0 | 0 | 0 | 0 | 0 | 0 | 19 | 83.37 | 100 | 0 | 0 | 0 | N/A | N/A | N/A | N/A | N/A | N/A | [12 empty] | Y |  | 0
ThW0550 | Thames Water | Permit application under consideration | N/A | 132 | Bridle Close, Ewell | Unpermitted CSO | TQ 2043 6443 | 0 | GB106039017440 | Hogsmill | Inland | Yes-Probable | No | No | 0 | No | 0 | No | 0 | No | 0 | Yes | Hogsmill River | No | 0 | No | N/A | 0 | No | No | No | N/A | N/A | N/A | No | 0 | Surface Water | N | Y | N | N | N | N | N | Y | N | Sewer Capacity Increase | Yes | Yes | Yes | No | Yes | Yes | 10 | 0 | Yes | No | No | Pending investigation | AMP 09 | 0 | AMP 09 | AMP 09 | 0 | AMP 09 |  | 0 | 0 | 0 | 0 | 0 | 0 | 0 | 0 | 100 | 0 | 0 | 0 | N/A | N/A | N/A | N/A | N/A | N/A | [12 empty] | Y |  | 0
ThW0552 | Thames Water | Permit application under consideration | N/A | 152 | Bute Street, outside No 43 (PH) | Unpermitted CSO | TL 0919 2137 | 0 | GB106038033391 | Lee (from Luton to Luton Hoo Lakes) | Inland | Yes-Probable | No | No | 0 | No | 0 | No | 0 | No | 0 | Yes | River Lea or Lee | No | 0 | No | N/A | 0 | No | No | No | N/A | N/A | N/A | No | 0 | Surface Water | N | Y | N | N | N | N | N | Y | N | Sewer Capacity Increase | Yes | Yes | Yes | No | Yes | Yes | 10 | 0 | Yes | No | No | Pending investigation | AMP 09 | 0 | AMP 09 | AMP 09 | 0 | AMP 09 |  | 0 | 0 | 0 | 0 | 0 | 0 | 1 | 1.7 | 72.37 | 0 | 0 | 0 | N/A | N/A | N/A | N/A | N/A | N/A | [12 empty] | Y |  | 0
ThW0554 | Thames Water | Permit application under consideration | N/A | 173 | Carlton Cres Jnc Blenheim Cres | Unpermitted CSO | TL 0859 2304 | 0 | GB106038033391 | Lee (from Luton to Luton Hoo Lakes) | Inland | Yes-Probable | No | No | 0 | No | 0 | No | 0 | No | 0 | Yes | River Lea or Lee | No | 0 | No | N/A | 0 | No | No | No | N/A | N/A | N/A | No | 0 | Surface Water | N | Y | N | N | N | N | N | Y | N | Sewer Capacity Increase | Yes | Yes | Yes | No | Yes | Yes | 10 | 0 | Yes | No | No | Pending investigation | AMP 09 | 0 | AMP 09 | AMP 09 | 0 | AMP 09 |  | 0 | 0 | 0 | 0 | 0 | 0 | 0 | 0 | 78.8 | 0 | 0 | 0 | N/A | N/A | N/A | N/A | N/A | N/A | [12 empty] | Y |  | 0
ThW0562 | Thames Water | Permit application under consideration | N/A | 184 | Chigwell Road / Langston Road | Unpermitted CSO | TQ 4428 9566 | 0 | GB106037028182 | Lower Roding (Cripsey Bk to Loughton) | Inland | No | No | No | 0 | No | 0 | No | 0 | No | 0 | No | 0 | Yes | Brookhouse Brook and Lower Roding | No | N/A | 0 | No | No | No | N/A | N/A | N/A | No | 0 | Surface Water | N | Y | N | N | N | N | N | Y | N | Sewer Capacity Increase | Yes | Yes | Yes | No | Yes | Yes | 10 | 0 | Yes | No | No | Pending investigation | AMP 09 | 0 | AMP 09 | AMP 09 | 0 | AMP 09 |  | 0 | 0 | 0 | 0 | 0 | 0 | 7 | 10.03 | 92.15 | 0 | 0 | 0 | N/A | N/A | N/A | N/A | N/A | N/A | [12 empty] | Y |  | 0
ThW0563 | Thames Water | Permit application under consideration | N/A | 253 | Aldershot CSO | Unpermitted CSO | SU 8840 5050 | 0 | GB106039017180 | Blackwater (Aldershot to Cove Brook confluence at Hawley) | Inland | No | No | No | 0 | No | 0 | No | 0 | No | 0 | No | 0 | Yes | River Blackwater (Hampshire) | No | N/A | 0 | No | No | No | N/A | N/A | N/A | No | 0 | Surface Water | N | Y | N | N | N | N | N | Y | N | Sewer Capacity Increase | Yes | Yes | Yes | No | Yes | Yes | 10 | 0 | Yes | No | No | N | AMP 11 | 0 | AMP 11 | AMP 11 | Improvements at this site are profiled in line with HMG targets timescales to balance deliverability and affordability considerations, and we will be reviewing the profiling as new information will become available. | AMP 11 |  | 0 | 0 | 0 | 0 | 0 | 0 | 29 | 151 | 99.94 | 0 | 0 | 0 | N/A | N/A | N/A | N/A | N/A | N/A | [12 empty] | Y |  | 0
ThW0564 | Thames Water | Permit application under consideration | N/A | 254 | Tree Tops, Norbury | Unpermitted CSO | TQ 3316 6768 | 0 | GB106039023460 | Wandle (Croydon to Wandsworth) and the Graveney | Inland | Yes-Confirmed | No | No | 0 | No | 0 | No | 0 | No | 0 | No | 0 | No | 0 | No | N/A | 0 | No | No | No | N/A | N/A | N/A | No | 0 | Surface Water | N | Y | N | N | N | N | N | Y | N | Sewer Capacity Increase | Yes | Yes | Yes | No | Yes | Yes | 10 | 0 | Yes | No | No | Pending investigation | AMP 09 | 0 | AMP 09 | AMP 09 | 0 | AMP 09 |  | 0 | 0 | 0 | 0 | 0 | 0 | 1 | 1 | 71.93 | 0 | 0 | 0 | N/A | N/A | N/A | N/A | N/A | N/A | [12 empty] | Y |  | 0
ThW0566 | Thames Water | Permit application under consideration | N/A | 202 | Church Road | Unpermitted CSO | TQ 2455 7197 | 0 | GB106039023460 | Wandle (Croydon to Wandsworth) and the Graveney | Inland | Yes-Confirmed | No | No | 0 | No | 0 | No | 0 | No | 0 | No | 0 | No | 0 | No | N/A | 0 | No | No | No | N/A | N/A | N/A | No | 0 | Surface Water | N | Y | N | N | N | N | N | Y | N | Sewer Capacity Increase | Yes | Yes | Yes | No | Yes | Yes | 10 | 0 | Yes | No | No | Pending investigation | AMP 09 | 0 | AMP 09 | AMP 09 | 0 | AMP 09 |  | 0 | 0 | 0 | 0 | 0 | 0 | 1 | 0.5 | 100 | 0 | 0 | 0 | N/A | N/A | N/A | N/A | N/A | N/A | [12 empty] | Y |  | 0
ThW0568 | Thames Water | Permit application under consideration | N/A | 227 | Church Road/Brent Lodge Park (Bunny Park) | Unpermitted CSO | TQ 1472 8045 | 0 | GB106039023590 | Lower Brent | Inland | Yes-Probable | No | No | 0 | No | 0 | No | 0 | No | 0 | No | 0 | No | 0 | No | N/A | 0 | No | No | No | N/A | N/A | N/A | No | 0 | Surface Water | N | Y | N | N | N | N | N | Y | N | Sewer Capacity Increase | Yes | Yes | Yes | No | Yes | Yes | 10 | 0 | Yes | No | No | Pending investigation | AMP 09 | 0 | AMP 09 | AMP 09 | 0 | AMP 09 |  | 0 | 0 | 0 | 0 | 0 | 0 | 0 | 0 | 94.12 | 0 | 0 | 0 | N/A | N/A | N/A | N/A | N/A | N/A | [12 empty] | Y |  | 0
ThW0569 | Thames Water | Permit application under consideration | N/A | 195 | Church Street KT13 8DP | Unpermitted CSO | TQ 0716 6511 | 0 | GB106039023232 | Thames (Egham to Teddington) | Inland | No | No | No | 0 | No | 0 | No | 0 | No | 0 | No | 0 | No | 0 | No | N/A | 0 | No | No | No | N/A | N/A | N/A | No | 0 | Surface Water | N | Y | N | N | N | N | N | Y | N | Sewer Capacity Increase | Yes | No | No | No | Yes | Yes | 10 | 0 | No | No | No | Pending investigation | AMP 12 | 0 | AMP 12 | AMP 12 | Improvements at this site are profiled in line with HMG targets timescales to balance deliverability and affordability considerations, and we will be reviewing the profiling as new information will become available. | AMP 12 |  | 0 | 0 | 0 | 0 | 0 | 0 | 0 | 0 | 92.27 | 0 | 0 | 0 | N/A | N/A | N/A | N/A | N/A | N/A | [12 empty] | Y |  | 0
ThW0572 | Thames Water | Permit application under consideration | N/A | 136 | Conolly Road Hanwell | Unpermitted CSO | TQ 1508 8031 | 0 | GB106039023590 | Lower Brent | Inland | Yes-Probable | No | No | 0 | No | 0 | No | 0 | No | 0 | No | 0 | No | 0 | No | N/A | 0 | No | No | No | N/A | N/A | N/A | No | 0 | Surface Water | N | Y | N | N | N | N | N | Y | N | Sewer Capacity Increase | Yes | Yes | Yes | No | Yes | Yes | 10 | 0 | Yes | No | No | Pending investigation | AMP 09 | 0 | AMP 09 | AMP 09 | 0 | AMP 09 |  | 0 | 0 | 0 | 0 | 0 | 0 | 0 | 0 | 100 | 0 | 0 | 0 | N/A | N/A | N/A | N/A | N/A | N/A | [12 empty] | Y |  | 0
ThW0573 | Thames Water | Not a storm overflow | N/A | 137 | Craigton Road | Unpermitted CSO | N/A | N/A | N/A | N/A | N/A | N/A | N/A | N/A | N/A | N/A | N/A | N/A | N/A | N/A | N/A | N/A | N/A | N/A | N/A | N/A | N/A | N/A | N/A | N/A | N/A | N/A | N/A | N/A | N/A | N/A | N/A | N/A | N/A | N/A | N/A | N/A | N/A | N/A | N/A | N/A | N/A | N/A | N/A | N/A | N/A | N/A | N/A | N/A | N/A | N/A | N/A | N/A | N/A | N/A | N/A | N/A | N/A | N/A | N/A | N/A | N/A | N/A | N/A | N/A | N/A | N/A | N/A | N/A | N/A | N/A | N/A | N/A | N/A | N/A | N/A | N/A | N/A | N/A | N/A | N/A | N/A | N/A | N/A | N/A | N/A | N/A | N/A | N/A | N/A | N/A | N/A | N/A | N/A
ThW0574 | Thames Water | Permit application under consideration | N/A | 138 | Cricklewood Lane, Cricklewood (A41 Hendon Way) | Unpermitted CSO | TQ 2419 8724 | 0 | GB106039022980 | Dollis Brook and Upper Brent | Inland | Yes-Confirmed | No | No | 0 | No | 0 | No | 0 | No | 0 | No | 0 | No | 0 | No | N/A | 0 | No | No | No | N/A | N/A | N/A | No | 0 | Surface Water | N | Y | N | N | N | N | N | Y | N | Sewer Capacity Increase | No | Yes | Yes | No | No | No | 10 | 0 | Yes | No | No | Pending investigation | AMP 11 | 0 | AMP 11 | AMP 11 | Improvements at this site are profiled in line with HMG targets timescales to balance deliverability and affordability considerations, and we will be reviewing the profiling as new information will become available. | N/A |  | 0 | 0 | 0 | 0 | 0 | 0 | 0 | 0 | 93.15 | 0 | 0 | 0 | N/A | N/A | N/A | N/A | N/A | N/A | [12 empty] | Y |  | 0
ThW0578 | Thames Water | Permit application under consideration | N/A | 172 | Dallow Road Jnc Lyndhurst Road | Unpermitted CSO | TL 0903 2144 | 0 | GB106038033391 | Lee (from Luton to Luton Hoo Lakes) | Inland | Yes-Probable | No | No | 0 | No | 0 | No | 0 | No | 0 | No | 0 | No | 0 | No | N/A | 0 | No | No | No | N/A | N/A | N/A | No | 0 | Surface Water | N | Y | N | N | N | N | N | Y | N | Sewer Capacity Increase | Yes | Yes | Yes | No | Yes | Yes | 10 | 0 | Yes | No | No | Pending investigation | AMP 09 | 0 | AMP 09 | AMP 09 | 0 | AMP 09 |  | 0 | 0 | 0 | 0 | 0 | 0 | 1 | 0.8 | 88.72 | 0 | 0 | 0 | N/A | N/A | N/A | N/A | N/A | N/A | [12 empty] | Y |  | 0
ThW0579 | Thames Water | Permit application under consideration | N/A | 161 | Dunstable Road - Beech Road CSO 2 | Unpermitted CSO | TL 0989 2073 | 0 | GB106038033391 | Lee (from Luton to Luton Hoo Lakes) | Inland | Yes-Probable | No | No | 0 | No | 0 | No | 0 | No | 0 | Yes | River Lea or Lee | No | 0 | No | N/A | 0 | No | No | No | N/A | N/A | N/A | No | 0 | Surface Water | N | Y | N | N | N | N | N | Y | N | Sewer Capacity Increase | Yes | Yes | Yes | No | Yes | Yes | 10 | 0 | Yes | No | No | Pending investigation | AMP 09 | 0 | AMP 09 | AMP 09 | 0 | AMP 09 |  | 0 | 0 | 0 | 0 | 0 | 0 | 0 | 0 | 95.67 | 0 | 0 | 0 | N/A | N/A | N/A | N/A | N/A | N/A | [12 empty] | Y |  | 0
ThW0580 | Thames Water | Permit application under consideration | N/A | 155 | Dunstable Road - Beech Road | Unpermitted CSO | TL 0989 2073 | 0 | GB106038033391 | Lee (from Luton to Luton Hoo Lakes) | Inland | Yes-Probable | No | No | 0 | No | 0 | No | 0 | No | 0 | Yes | River Lea or Lee | No | 0 | No | N/A | 0 | No | No | No | N/A | N/A | N/A | No | 0 | Surface Water | N | Y | N | N | N | N | N | Y | N | Sewer Capacity Increase | Yes | Yes | Yes | No | Yes | Yes | 10 | 0 | Yes | No | No | Pending investigation | AMP 09 | 0 | AMP 09 | AMP 09 | 0 | AMP 09 |  | 0 | 0 | 0 | 0 | 0 | 0 | 0 | 0 | 96.53 | 0 | 0 | 0 | N/A | N/A | N/A | N/A | N/A | N/A | [12 empty] | Y |  | 0
ThW0581 | Thames Water | Permit application under consideration | N/A | 157 | Dunstable Road - Francis Street | Unpermitted CSO | TL 0989 2073 | 0 | GB106038033391 | Lee (from Luton to Luton Hoo Lakes) | Inland | Yes-Probable | No | No | 0 | No | 0 | No | 0 | No | 0 | Yes | River Lea or Lee | No | 0 | No | N/A | 0 | No | No | No | N/A | N/A | N/A | No | 0 | Surface Water | N | Y | N | N | N | N | N | Y | N | Sewer Capacity Increase | Yes | Yes | Yes | No | Yes | Yes | 10 | 0 | Yes | No | No | Pending investigation | AMP 09 | 0 | AMP 09 | AMP 09 | 0 | AMP 09 |  | 0 | 0 | 0 | 0 | 0 | 0 | 0 | 0 | 96.82 | 0 | 0 | 0 | N/A | N/A | N/A | N/A | N/A | N/A | [12 empty] | Y |  | 0
ThW0584 | Thames Water | Permit application under consideration | N/A | 103 | East Lane CSO 1 | Unpermitted CSO | TQ 1867 8684 | 0 | GB106039022940 | Wealdstone Brook | Inland | Yes-Probable | No | No | 0 | No | 0 | No | 0 | No | 0 | No | 0 | No | 0 | No | N/A | 0 | No | No | No | N/A | N/A | N/A | No | 0 | Surface Water | N | Y | N | N | N | N | N | Y | N | Sewer Capacity Increase | Yes | Yes | Yes | No | Yes | Yes | 10 | 0 | Yes | No | No | Pending investigation | AMP 09 | 0 | AMP 09 | AMP 09 | 0 | AMP 09 |  | 0 | 0 | 0 | 0 | 0 | 0 | 4 | 5.6 | 55.74 | 0 | 0 | 0 | N/A | N/A | N/A | N/A | N/A | N/A | [12 empty] | Y |  | 0
ThW0585 | Thames Water | Not a storm overflow | N/A | 104 | East Lane CSO 2 | Unpermitted CSO | N/A | N/A | N/A | N/A | N/A | N/A | N/A | N/A | N/A | N/A | N/A | N/A | N/A | N/A | N/A | N/A | N/A | N/A | N/A | N/A | N/A | N/A | N/A | N/A | N/A | N/A | N/A | N/A | N/A | N/A | N/A | N/A | N/A | N/A | N/A | N/A | N/A | N/A | N/A | N/A | N/A | N/A | N/A | N/A | N/A | N/A | N/A | N/A | N/A | N/A | N/A | N/A | N/A | N/A | N/A | N/A | N/A | N/A | N/A | N/A | N/A | N/A | N/A | N/A | N/A | N/A | N/A | N/A | N/A | N/A | N/A | N/A | N/A | N/A | N/A | N/A | N/A | N/A | N/A | N/A | N/A | N/A | N/A | N/A | N/A | N/A | N/A | N/A | N/A | N/A | N/A | N/A | N/A
ThW0587 | Thames Water | Permit application under consideration | N/A | 107 | Elms Road CSO | Unpermitted CSO | TQ 1553 9167 | 0 | GB106039022940 | Wealdstone Brook | Inland | Yes-Probable | No | No | 0 | No | 0 | No | 0 | No | 0 | No | 0 | No | 0 | No | N/A | 0 | No | No | No | N/A | N/A | N/A | No | 0 | Surface Water | N | Y | N | N | N | N | N | Y | N | Sewer Capacity Increase | Yes | Yes | Yes | No | Yes | Yes | 10 | 0 | Yes | No | No | Pending investigation | AMP 10 | 0 | AMP 10 | AMP 10 | 0 | AMP 10 |  | 0 | 0 | 0 | 0 | 0 | 0 | 0 | 0 | 3.12 | 0 | 0 | 0 | N/A | N/A | N/A | N/A | N/A | N/A | [12 empty] | Y |  | 0
ThW0592 | Thames Water | Permit application under consideration | N/A | 186 | Falloden Court & Brookland Rise | Unpermitted CSO | TQ 2538 8915 | 0 | GB106039022980 | Dollis Brook and Upper Brent | Inland | Yes-Confirmed | No | No | 0 | No | 0 | No | 0 | No | 0 | No | 0 | No | 0 | No | N/A | 0 | No | No | No | N/A | N/A | N/A | No | 0 | Surface Water | N | Y | N | N | N | N | N | Y | N | Sewer Capacity Increase | Yes | Yes | Yes | No | Yes | Yes | 10 | 0 | Yes | No | No | Pending investigation | AMP 10 | 0 | AMP 10 | AMP 10 | 0 | AMP 10 |  | 0 | 0 | 0 | 0 | 0 | 0 | 2 | 2.1 | 52.01 | 0 | 0 | 0 | N/A | N/A | N/A | N/A | N/A | N/A | [12 empty] | Y |  | 0
ThW0596 | Thames Water | Permit application under consideration | N/A | 182 | Field End Road (east) | Unpermitted CSO | TQ 1185 8692 | 0 | GB106039023051 | Yeading Brook | Inland | Yes-Confirmed | No | No | 0 | No | 0 | No | 0 | No | 0 | No | 0 | No | 0 | No | N/A | 0 | No | No | No | N/A | N/A | N/A | No | 0 | Surface Water | N | Y | N | N | N | N | N | Y | N | Sewer Capacity Increase | Yes | Yes | Yes | No | Yes | Yes | 10 | 0 | Yes | No | No | Pending investigation | AMP 10 | 0 | AMP 10 | AMP 10 | 0 | AMP 10 |  | 0 | 0 | 0 | 0 | 0 | 0 | 0 | 0 | 86.97 | 0 | 0 | 0 | N/A | N/A | N/A | N/A | N/A | N/A | [12 empty] | Y |  | 0
ThW0597 | Thames Water | Permit application under consideration | N/A | 121 | Francis Road Spill | Unpermitted CSO | TQ 1654 8877 | 0 | GB106039022940 | Wealdstone Brook | Inland | Yes-Probable | No | No | 0 | No | 0 | No | 0 | No | 0 | No | 0 | No | 0 | No | N/A | 0 | No | No | No | N/A | N/A | N/A | No | 0 | Surface Water | N | Y | N | N | N | N | N | Y | N | Sewer Capacity Increase | Yes | Yes | Yes | No | Yes | Yes | 10 | 0 | Yes | No | No | Pending investigation | AMP 10 | 0 | AMP 10 | AMP 10 | 0 | AMP 10 |  | 0 | 0 | 0 | 0 | 0 | 0 | 1 | 1.37 | 27.1 | 0 | 0 | 0 | N/A | N/A | N/A | N/A | N/A | N/A | [12 empty] | Y |  | 0
ThW0598 | Thames Water | Permit application under consideration | N/A | 154 | George Street - King Street | Unpermitted CSO | TL 0989 2073 | 0 | GB106038033391 | Lee (from Luton to Luton Hoo Lakes) | Inland | Yes-Probable | No | No | 0 | No | 0 | No | 0 | No | 0 | Yes | River Lea or Lee | No | 0 | No | N/A | 0 | No | No | No | N/A | N/A | N/A | No | 0 | Surface Water | N | Y | N | N | N | N | N | Y | N | Sewer Capacity Increase | Yes | Yes | Yes | No | Yes | Yes | 10 | 0 | Yes | No | No | Pending investigation | AMP 09 | 0 | AMP 09 | AMP 09 | 0 | AMP 09 |  | 0 | 0 | 0 | 0 | 0 | 0 | 1 | 0.87 | 91.58 | 0 | 0 | 0 | N/A | N/A | N/A | N/A | N/A | N/A | [12 empty] | Y |  | 0
ThW0599 | Thames Water | Permit application under consideration | N/A | 153 | George Street - Wellington Street | Unpermitted CSO | TL 0989 2073 | 0 | GB106038033391 | Lee (from Luton to Luton Hoo Lakes) | Inland | Yes-Probable | No | No | 0 | No | 0 | No | 0 | No | 0 | Yes | River Lea or Lee | No | 0 | No | N/A | 0 | No | No | No | N/A | N/A | N/A | No | 0 | Surface Water | N | Y | N | N | N | N | N | Y | N | Sewer Capacity Increase | Yes | Yes | Yes | No | Yes | Yes | 10 | 0 | Yes | No | No | Pending investigation | AMP 09 | 0 | AMP 09 | AMP 09 | 0 | AMP 09 |  | 0 | 0 | 0 | 0 | 0 | 0 | 0 | 0 | 80.41 | 0 | 0 | 0 | N/A | N/A | N/A | N/A | N/A | N/A | [12 empty] | Y |  | 0
ThW0602 | Thames Water | Permit application under consideration | N/A | 205 | Gordon Road | Unpermitted CSO | TQ 2467 9122 | 0 | GB106039022980 | Dollis Brook and Upper Brent | Inland | Yes-Confirmed | No | No | 0 | No | 0 | No | 0 | No | 0 | No | 0 | No | 0 | No | N/A | 0 | No | No | No | N/A | N/A | N/A | No | 0 | Surface Water | N | Y | N | N | N | N | N | Y | N | Sewer Capacity Increase | Yes | Yes | Yes | No | Yes | Yes | 10 | 0 | Yes | No | No | Pending investigation | AMP 10 | 0 | AMP 10 | AMP 10 | 0 | AMP 10 |  | 0 | 0 | 0 | 0 | 0 | 0 | 0 | 0 | 77.71 | 0 | 0 | 0 | N/A | N/A | N/A | N/A | N/A | N/A | [12 empty] | Y |  | 0
ThW0604 | Thames Water | Permit application under consideration | N/A | 206 | Granville Road | Unpermitted CSO | TQ 2459 8694 | 0 | GB106039022980 | Dollis Brook and Upper Brent | Inland | Yes-Confirmed | No | No | 0 | No | 0 | No | 0 | No | 0 | No | 0 | No | 0 | No | N/A | 0 | No | No | No | N/A | N/A | N/A | No | 0 | Surface Water | N | Y | N | N | N | N | N | Y | N | Sewer Capacity Increase | Yes | Yes | Yes | No | Yes | Yes | 10 | 0 | Yes | No | No | Pending investigation | AMP 10 | 0 | AMP 10 | AMP 10 | 0 | AMP 10 |  | 0 | 0 | 0 | 0 | 0 | 0 | 2 | 1.25 | 88.58 | 0 | 0 | 0 | N/A | N/A | N/A | N/A | N/A | N/A | [12 empty] | Y |  | 0
ThW0607 | Thames Water | Not a storm overflow | N/A | 171 | Havelock Road Jnc Clarendon Road | Unpermitted CSO | N/A | N/A | N/A | N/A | N/A | N/A | N/A | N/A | N/A | N/A | N/A | N/A | N/A | N/A | N/A | N/A | N/A | N/A | N/A | N/A | N/A | N/A | N/A | N/A | N/A | N/A | N/A | N/A | N/A | N/A | N/A | N/A | N/A | N/A | N/A | N/A | N/A | N/A | N/A | N/A | N/A | N/A | N/A | N/A | N/A | N/A | N/A | N/A | N/A | N/A | N/A | N/A | N/A | N/A | N/A | N/A | N/A | N/A | N/A | N/A | N/A | N/A | N/A | N/A | N/A | N/A | N/A | N/A | N/A | N/A | N/A | N/A | N/A | N/A | N/A | N/A | N/A | N/A | N/A | N/A | N/A | N/A | N/A | N/A | N/A | N/A | N/A | N/A | N/A | N/A | N/A | N/A | N/A
ThW0609 | Thames Water | Permit application under consideration | N/A | 181 | High Road Loughton | Unpermitted CSO | TQ 4239 9638 | 0 | GB106037028181 | Lower Roding (Loughton to Thames) | Inland | Yes-Probable | No | No | 0 | No | 0 | No | 0 | No | 0 | No | 0 | No | 0 | No | N/A | 0 | No | No | No | N/A | N/A | N/A | No | 0 | Surface Water | N | Y | N | N | N | N | N | Y | N | Sewer Capacity Increase | Yes | Yes | Yes | No | Yes | Yes | 10 | 0 | Yes | No | No | Pending investigation | AMP 10 | 0 | AMP 10 | AMP 10 | 0 | AMP 10 |  | 0 | 0 | 0 | 0 | 0 | 0 | 11 | 6.47 | 64.78 | 0 | 0 | 0 | N/A | N/A | N/A | N/A | N/A | N/A | [12 empty] | Y |  | 0
ThW0610 | Thames Water | Permit application under consideration | N/A | 142 | Home Park Road | Unpermitted CSO | TQ 2491 7233 | 0 | GB106039023460 | Wandle (Croydon to Wandsworth) and the Graveney | Inland | Yes-Confirmed | No | No | 0 | No | 0 | No | 0 | No | 0 | No | 0 | No | 0 | No | N/A | 0 | No | No | No | N/A | N/A | N/A | No | 0 | Surface Water | N | Y | N | N | N | N | N | Y | N | Sewer Capacity Increase | Yes | Yes | Yes | No | Yes | Yes | 10 | 0 | Yes | No | No | Pending investigation | AMP 10 | 0 | AMP 10 | AMP 10 | 0 | AMP 10 |  | 0 | 0 | 0 | 0 | 0 | 0 | 6 | 5.75 | 100 | 0 | 0 | 0 | N/A | N/A | N/A | N/A | N/A | N/A | [12 empty] | Y |  | 0
ThW0612 | Thames Water | Permit application under consideration | N/A | 188 | Hurstwood Road West | Unpermitted CSO | TQ 2451 8922 | 0 | GB106039022980 | Dollis Brook and Upper Brent | Inland | Yes-Confirmed | No | No | 0 | No | 0 | No | 0 | No | 0 | No | 0 | No | 0 | No | N/A | 0 | No | No | No | N/A | N/A | N/A | No | 0 | Surface Water | N | Y | N | N | N | N | N | Y | N | Sewer Capacity Increase | Yes | Yes | Yes | No | Yes | Yes | 10 | 0 | Yes | No | No | Pending investigation | AMP 10 | 0 | AMP 10 | AMP 10 | 0 | AMP 10 |  | 0 | 0 | 0 | 0 | 0 | 0 | 3 | 0.87 | 93.72 | 0 | 0 | 0 | N/A | N/A | N/A | N/A | N/A | N/A | [12 empty] | Y |  | 0
ThW0615 | Thames Water | Permit application under consideration | N/A | 169 | Jnc Biscot Road - Lansdowne Road | Unpermitted CSO | TL 0875 2211 | 0 | GB106038033391 | Lee (from Luton to Luton Hoo Lakes) | Inland | Yes-Probable | No | No | 0 | No | 0 | No | 0 | No | 0 | Yes | River Lea or Lee | No | 0 | No | N/A | 0 | No | No | No | N/A | N/A | N/A | No | 0 | Surface Water | N | Y | N | N | N | N | N | Y | N | Sewer Capacity Increase | Yes | Yes | Yes | No | Yes | Yes | 10 | 0 | Yes | No | No | Pending investigation | AMP 09 | 0 | AMP 09 | AMP 09 | 0 | AMP 09 |  | 0 | 0 | 0 | 0 | 0 | 0 | 0 | 0 | 81.43 | 0 | 0 | 0 | N/A | N/A | N/A | N/A | N/A | N/A | [12 empty] | Y |  | 0
ThW0616 | Thames Water | Permit application under consideration | N/A | 165 | Jnc Frederick Street & William Street | Unpermitted CSO | TL 0880 2189 | 0 | GB106038033391 | Lee (from Luton to Luton Hoo Lakes) | Inland | Yes-Probable | No | No | 0 | No | 0 | No | 0 | No | 0 | Yes | River Lea or Lee | No | 0 | No | N/A | 0 | No | No | No | N/A | N/A | N/A | No | 0 | Surface Water | N | Y | N | N | N | N | N | Y | N | Sewer Capacity Increase | Yes | Yes | Yes | No | Yes | Yes | 10 | 0 | Yes | No | No | Pending investigation | AMP 09 | 0 | AMP 09 | AMP 09 | 0 | AMP 09 |  | 0 | 0 | 0 | 0 | 0 | 0 | 0 | 0 | 94.45 | 0 | 0 | 0 | N/A | N/A | N/A | N/A | N/A | N/A | [12 empty] | Y |  | 0
ThW0617 | Thames Water | Permit application under consideration | N/A | 170 | Jnc Portland Road - Churchill Road | Unpermitted CSO | TL 0903 2144 | 0 | GB106038033391 | Lee (from Luton to Luton Hoo Lakes) | Inland | Yes-Probable | No | No | 0 | No | 0 | No | 0 | No | 0 | No | 0 | No | 0 | No | N/A | 0 | No | No | No | N/A | N/A | N/A | No | 0 | Surface Water | N | Y | N | N | N | N | N | Y | N | Sewer Capacity Increase | Yes | Yes | Yes | No | Yes | Yes | 10 | 0 | Yes | No | No | Pending investigation | AMP 09 | 0 | AMP 09 | AMP 09 | 0 | AMP 09 |  | 0 | 0 | 0 | 0 | 0 | 0 | 1 | 0.13 | 80 | 0 | 0 | 0 | N/A | N/A | N/A | N/A | N/A | N/A | [12 empty] | Y |  | 0
ThW0618 | Thames Water | Not a storm overflow | N/A | 207 | Junction of Allendale Avenue and Regents Park | Unpermitted CSO | N/A | N/A | N/A | N/A | N/A | N/A | N/A | N/A | N/A | N/A | N/A | N/A | N/A | N/A | N/A | N/A | N/A | N/A | N/A | N/A | N/A | N/A | N/A | N/A | N/A | N/A | N/A | N/A | N/A | N/A | N/A | N/A | N/A | N/A | N/A | N/A | N/A | N/A | N/A | N/A | N/A | N/A | N/A | N/A | N/A | N/A | N/A | N/A | N/A | N/A | N/A | N/A | N/A | N/A | N/A | N/A | N/A | N/A | N/A | N/A | N/A | N/A | N/A | N/A | N/A | N/A | N/A | N/A | N/A | N/A | N/A | N/A | N/A | N/A | N/A | N/A | N/A | N/A | N/A | N/A | N/A | N/A | N/A | N/A | N/A | N/A | N/A | N/A | N/A | N/A | N/A | N/A | N/A
ThW0619 | Thames Water | Permit application under consideration | N/A | 148 | Kingsway (Near Railway Bridge) | Unpermitted CSO | TL 0989 2073 | 0 | GB106038033391 | Lee (from Luton to Luton Hoo Lakes) | Inland | Yes-Probable | No | No | 0 | No | 0 | No | 0 | No | 0 | Yes | River Lea or Lee | No | 0 | No | N/A | 0 | No | No | No | N/A | N/A | N/A | No | 0 | Surface Water | N | Y | N | N | N | N | N | Y | N | Sewer Capacity Increase | Yes | Yes | Yes | No | Yes | Yes | 10 | 0 | Yes | No | No | Pending investigation | AMP 09 | 0 | AMP 09 | AMP 09 | 0 | AMP 09 |  | 0 | 0 | 0 | 0 | 0 | 0 | 0 | 0 | 92.93 | 0 | 0 | 0 | N/A | N/A | N/A | N/A | N/A | N/A | [12 empty] | Y |  | 0
ThW0620 | Thames Water | Permit application under consideration | N/A | 246 | Kingthorpe Terrace | Unpermitted CSO | TQ 2066 8489 | 0 | GB106039023590 | Lower Brent | Inland | Yes-Probable | No | No | 0 | No | 0 | No | 0 | No | 0 | No | 0 | No | 0 | No | N/A | 0 | No | No | No | N/A | N/A | N/A | No | 0 | Surface Water | N | Y | N | N | N | N | N | Y | N | Sewer Capacity Increase | Yes | Yes | Yes | No | Yes | Yes | 10 | 0 | Yes | No | No | Pending investigation | AMP 10 | 0 | AMP 10 | AMP 10 | 0 | AMP 10 |  | 0 | 0 | 0 | 0 | 0 | 0 | 10 | 25.13 | 90.28 | 0 | 0 | 0 | N/A | N/A | N/A | N/A | N/A | N/A | [12 empty] | Y |  | 0
ThW0621 | Thames Water | Permit application under consideration | N/A | 1 | Knightsbridge Road, Camberley | Unpermitted CSO | N/A | 0 | GB106039017290 | Blackwater (Hawley to Whitewater confluence at Bramshill) | Inland | No | No | No | 0 | No | 0 | No | 0 | No | 0 | No | 0 | No | 0 | No | N/A | 0 | No | No | No | N/A | N/A | N/A | No | 0 | Surface Water | N | Y | N | N | N | N | N | Y | N | Sewer Capacity Increase | Yes | No | No | No | Yes | Yes | 10 | 0 | No | No | No | Pending investigation | AMP 12 | 0 | AMP 12 | AMP 12 | Improvements at this site are profiled in line with HMG targets timescales to balance deliverability and affordability considerations, and we will be reviewing the profiling as new information will become available. | AMP 12 |  | 0 | 0 | 0 | 0 | 0 | 0 | 2 | 1 | 76.77 | 0 | 0 | 0 | N/A | N/A | N/A | N/A | N/A | N/A | [12 empty] | Y |  | 0
ThW0624 | Thames Water | TEMP.2921 | Streatham Storm Relief H | TEMP.2921 | Streatham storm relief | Unpermitted CSO |  | Graveney | GB106039023460 | Wandle (Croydon to Wandsworth) and the Graveney | Inland | Yes-Confirmed | No | No | 0 | No | 0 | No | 0 | No | 0 | No | 0 | No | 0 | No | N/A | 0 | No | No | No | N/A | N/A | N/A | No | 0 | Surface Water | N | Y | N | N | N | N | N | Y | N | Sewer Capacity Increase | Yes | Yes | Yes | No | Yes | Yes | 10 | 0 | Yes | No | No | Pending investigation | AMP 09 | 0 | AMP 09 | AMP 09 | 0 | AMP 09 |  | 0 | 0 | 0 | 0 | 0 | 0 | 0 | 0 | 97.69 | 0 | 0 | 0 | N/A | N/A | N/A | N/A | N/A | N/A | [12 empty] | Y |  | 0
ThW0625 | Thames Water | Permit application under consideration | N/A | 208 | Lincoln Road CSO | Unpermitted CSO | TQ 3365 9554 | 0 | GB106038027960 | Salmon Brook upstream Deephams STW | Inland | No | No | No | 0 | No | 0 | No | 0 | No | 0 | No | 0 | No | 0 | No | N/A | 0 | No | No | No | N/A | N/A | N/A | No | 0 | Surface Water | N | Y | N | N | N | N | N | Y | N | Sewer Capacity Increase | Yes | No | No | No | Yes | Yes | 10 | 0 | No | No | No | Pending investigation | AMP 12 | 0 | AMP 12 | AMP 12 | Improvements at this site are profiled in line with HMG targets timescales to balance deliverability and affordability considerations, and we will be reviewing the profiling as new information will become available. | AMP 12 |  | 0 | 0 | 0 | 0 | 0 | 0 | 0 | 0 | 64.66 | 0 | 0 | 0 | N/A | N/A | N/A | N/A | N/A | N/A | [12 empty] | Y |  | 0
ThW0630 | Thames Water | Permit application under consideration | N/A | 196 | Mays Lane Overflow | Unpermitted CSO | N/A | 0 | GB106039022980 | Dollis Brook and Upper Brent | Inland | Yes-Confirmed | No | No | 0 | No | 0 | No | 0 | No | 0 | No | 0 | No | 0 | No | N/A | 0 | No | No | No | N/A | N/A | N/A | No | 0 | Surface Water | N | Y | N | N | N | N | N | Y | N | Sewer Capacity Increase | Yes | Yes | Yes | No | Yes | Yes | 10 | 0 | Yes | No | No | Pending investigation | AMP 10 | 0 | AMP 10 | AMP 10 | 0 | AMP 10 |  | 0 | 0 | 0 | 0 | 0 | 0 | 19 | 38.7 | 76.6 | 0 | 0 | 0 | N/A | N/A | N/A | N/A | N/A | N/A | [12 empty] | Y |  | 0
ThW0631 | Thames Water | Permit application under consideration | N/A | 69 | Melford Road, London, E11 | Unpermitted CSO | TQ 3762 8435 | 0 | GB106038077852 | Lee (Tottenham Locks to Bow Locks/Three Mills Locks) | Inland | Yes-Confirmed | No | No | 0 | No | 0 | No | 0 | No | 0 | No | 0 | No | 0 | No | N/A | 0 | No | No | No | N/A | N/A | N/A | No | 0 | Surface Water | N | Y | N | N | N | N | N | Y | N | Sewer Capacity Increase | Yes | Yes | Yes | No | Yes | Yes | 10 | 0 | Yes | No | No | Pending investigation | AMP 10 | 0 | AMP 10 | AMP 10 | 0 | AMP 10 |  | 0 | 0 | 0 | 0 | 0 | 0 | 0 | 0 | 0.57 | 0 | 0 | 0 | N/A | N/A | N/A | N/A | N/A | N/A | [12 empty] | Y |  | 0
ThW0634 | Thames Water | Permit application under consideration | N/A | 156 | Montrose Avenue/Blenheim Crescent | Unpermitted CSO | TL 0881 2318 | 0 | GB106038033391 | Lee (from Luton to Luton Hoo Lakes) | Inland | Yes-Probable | No | No | 0 | No | 0 | No | 0 | No | 0 | No | 0 | No | 0 | No | N/A | 0 | No | No | No | N/A | N/A | N/A | No | 0 | Surface Water | N | Y | N | N | N | N | N | Y | N | Sewer Capacity Increase | Yes | Yes | Yes | No | Yes | Yes | 10 | 0 | Yes | No | No | Pending investigation | AMP 09 | 0 | AMP 09 | AMP 09 | 0 | AMP 09 |  | 0 | 0 | 0 | 0 | 0 | 0 | 1 | 0.3 | 76.33 | 0 | 0 | 0 | N/A | N/A | N/A | N/A | N/A | N/A | [12 empty] | Y |  | 0
ThW0635 | Thames Water | Permit application under consideration | N/A | 185 | Mornington Crescent | Unpermitted CSO | TQ 1044 7580 | 0 | GB106039023030 | Crane | Inland | Yes-Confirmed | No | No | 0 | No | 0 | No | 0 | No | 0 | No | 0 | No | 0 | No | N/A | 0 | No | No | No | N/A | N/A | N/A | No | 0 | Surface Water | N | Y | N | N | N | N | N | Y | N | Sewer Capacity Increase | Yes | Yes | Yes | No | Yes | Yes | 10 | 0 | Yes | No | No | Pending investigation | AMP 10 | 0 | AMP 10 | AMP 10 | 0 | AMP 10 |  | 0 | 0 | 0 | 0 | 0 | 0 | 0 | 0 | 96.39 | 0 | 0 | 0 | N/A | N/A | N/A | N/A | N/A | N/A | [12 empty] | Y |  | 0
ThW0636 | Thames Water | Permit application under consideration | N/A | 244 | Neasden Station | Unpermitted CSO | TQ 2142 8518 | 0 | GB106039023590 | Lower Brent | Inland | Yes-Probable | No | No | 0 | No | 0 | No | 0 | No | 0 | No | 0 | No | 0 | No | N/A | 0 | No | No | No | N/A | N/A | N/A | No | 0 | Surface Water | N | Y | N | N | N | N | N | Y | N | Sewer Capacity Increase | Yes | Yes | Yes | No | Yes | Yes | 10 | 0 | Yes | No | No | Pending investigation | AMP 10 | 0 | AMP 10 | AMP 10 | 0 | AMP 10 |  | 0 | 0 | 0 | 0 | 0 | 0 | 9 | 8.33 | 75.5 | 0 | 0 | 0 | N/A | N/A | N/A | N/A | N/A | N/A | [12 empty] | Y |  | 0
ThW0637 | Thames Water | Permit application under consideration | N/A | 209 | Netherlands Road CSO | Unpermitted CSO | TQ 2729 9522 | 0 | GB106038027940 | Pymmes Brook upstream Salmon Brook confluence | Inland | Yes-Confirmed | No | No | 0 | No | 0 | No | 0 | No | 0 | No | 0 | No | 0 | No | N/A | 0 | No | No | No | N/A | N/A | N/A | No | 0 | Surface Water | N | Y | N | N | N | N | N | Y | N | Sewer Capacity Increase | Yes | Yes | Yes | No | Yes | Yes | 10 | 0 | Yes | No | No | Pending investigation | AMP 10 | 0 | AMP 10 | AMP 10 | 0 | AMP 10 |  | 0 | 0 | 0 | 0 | 0 | 0 | 0 | 0 | 86.73 | 0 | 0 | 0 | N/A | N/A | N/A | N/A | N/A | N/A | [12 empty] | Y |  | 0
ThW0640 | Thames Water | Permit application under consideration | N/A | 105 | North End Road CSO | Unpermitted CSO | TQ 1945 8617 | 0 | GB106039022940 | Wealdstone Brook | Inland | Yes-Probable | No | No | 0 | No | 0 | No | 0 | No | 0 | No | 0 | No | 0 | No | N/A | 0 | No | No | No | N/A | N/A | N/A | No | 0 | Surface Water | N | Y | N | N | N | N | N | Y | N | Sewer Capacity Increase | Yes | Yes | Yes | No | Yes | Yes | 10 | 0 | Yes | No | No | Pending investigation | AMP 10 | 0 | AMP 10 | AMP 10 | 0 | AMP 10 |  | 0 | 0 | 0 | 0 | 0 | 0 | 0 | 0 | 65.75 | 0 | 0 | 0 | N/A | N/A | N/A | N/A | N/A | N/A | [12 empty] | Y |  | 0
ThW0642 | Thames Water | Permit application under consideration | N/A | 167 | O/S No. 90 Biscot Road | Unpermitted CSO | TL 0873 2234 | 0 | GB106038033391 | Lee (from Luton to Luton Hoo Lakes) | Inland | Yes-Probable | No | No | 0 | No | 0 | No | 0 | No | 0 | Yes | River Lea or Lee | No | 0 | No | N/A | 0 | No | No | No | N/A | N/A | N/A | No | 0 | Surface Water | N | Y | N | N | N | N | N | Y | N | Sewer Capacity Increase | Yes | Yes | Yes | No | Yes | Yes | 10 | 0 | Yes | No | No | Pending investigation | AMP 09 | 0 | AMP 09 | AMP 09 | 0 | AMP 09 |  | 0 | 0 | 0 | 0 | 0 | 0 | 0 | 0 | 95.43 | 0 | 0 | 0 | N/A | N/A | N/A | N/A | N/A | N/A | [12 empty] | Y |  | 0
ThW0643 | Thames Water | Permit application under consideration | N/A | 210 | Oak Hill Park CSO | Unpermitted CSO | TQ 2801 9467 | 0 | GB106038027940 | Pymmes Brook upstream Salmon Brook confluence | Inland | Yes-Confirmed | No | No | 0 | No | 0 | No | 0 | No | 0 | No | 0 | No | 0 | No | N/A | 0 | No | No | No | N/A | N/A | N/A | No | 0 | Surface Water | N | Y | N | N | N | N | N | Y | N | Sewer Capacity Increase | Yes | Yes | Yes | No | Yes | Yes | 10 | 0 | Yes | No | No | Pending investigation | AMP 10 | 0 | AMP 10 | AMP 10 | 0 | AMP 10 |  | 0 | 0 | 0 | 0 | 0 | 0 | 1 | 1 | 92.36 | 0 | 0 | 0 | N/A | N/A | N/A | N/A | N/A | N/A | [12 empty] | Y |  | 0
ThW0644 | Thames Water | Permit application under consideration | N/A | 163 | Oakley Road | Unpermitted CSO | TL 0684 2418 | 0 | GB106038033391 | Lee (from Luton to Luton Hoo Lakes) | Inland | Yes-Probable | No | No | 0 | No | 0 | No | 0 | No | 0 | Yes | River Lea or Lee | No | 0 | No | N/A | 0 | No | No | No | N/A | N/A | N/A | No | 0 | Surface Water | N | Y | N | N | N | N | N | Y | N | Sewer Capacity Increase | Yes | Yes | Yes | No | Yes | Yes | 10 | 0 | Yes | No | No | Pending investigation | AMP 09 | 0 | AMP 09 | AMP 09 | 0 | AMP 09 |  | 0 | 0 | 0 | 0 | 0 | 0 | 3 | 3.07 | 93.29 | 0 | 0 | 0 | N/A | N/A | N/A | N/A | N/A | N/A | [12 empty] | Y |  | 0
ThW0645 | Thames Water | Permit application under consideration | N/A | 235 | Old Palace Lane | Unpermitted CSO | TQ 1730 7482 | 0 | GB530603911403 | THAMES UPPER | Transitional | No | No | No | 0 | No | 0 | No | 0 | No | 0 | No | 0 | No | 0 | No | N/A | 0 | No | No | No | N/A | N/A | N/A | No | 0 | Surface Water | N | Y | N | N | N | N | N | Y | N | Sewer Capacity Increase | Yes | No | No | No | Yes | Yes | 10 | 0 | No | No | No | Pending investigation | AMP 12 | 0 | AMP 12 | AMP 12 | Improvements at this site are profiled in line with HMG targets timescales to balance deliverability and affordability considerations, and we will be reviewing the profiling as new information will become available. | AMP 12 |  | 0 | 0 | 0 | 0 | 0 | 0 | 2 | 2.53 | 25.18 | 0 | 0 | 0 | N/A | N/A | N/A | N/A | N/A | N/A | [12 empty] | Y |  | 0
ThW0648 | Thames Water | Permit application under consideration | N/A | 149 | Park Street - Bailey Street | Unpermitted CSO | TL 0989 2073 | 0 | GB106038033391 | Lee (from Luton to Luton Hoo Lakes) | Inland | Yes-Probable | No | No | 0 | No | 0 | No | 0 | No | 0 | Yes | River Lea or Lee | No | 0 | No | N/A | 0 | No | No | No | N/A | N/A | N/A | No | 0 | Surface Water | N | Y | N | N | N | N | N | Y | N | Sewer Capacity Increase | Yes | Yes | Yes | No | Yes | Yes | 10 | 0 | Yes | No | No | Pending investigation | AMP 11 | 0 | AMP 11 | AMP 11 | Improvements at this site are profiled in line with HMG targets timescales to balance deliverability and affordability considerations, and we will be reviewing the profiling as new information will become available. | AMP 11 |  | 0 | 0 | 0 | 0 | 0 | 0 | 7 | 2.67 | 78.79 | 0 | 0 | 0 | N/A | N/A | N/A | N/A | N/A | N/A | [12 empty] | Y |  | 0
ThW0649 | Thames Water | Permit application under consideration | N/A | 150 | Park Street - Opp Parmead (lower level weir) | Unpermitted CSO | TL 0989 2073 | 0 | GB106038033391 | Lee (from Luton to Luton Hoo Lakes) | Inland | Yes-Probable | No | No | 0 | No | 0 | No | 0 | No | 0 | Yes | River Lea or Lee | No | 0 | No | N/A | 0 | No | No | No | N/A | N/A | N/A | No | 0 | Surface Water | N | Y | N | N | N | N | N | Y | N | Sewer Capacity Increase | Yes | Yes | Yes | No | Yes | Yes | 10 | 0 | Yes | No | No | Pending investigation | AMP 11 | 0 | AMP 11 | AMP 11 | Improvements at this site are profiled in line with HMG targets timescales to balance deliverability and affordability considerations, and we will be reviewing the profiling as new information will become available. | AMP 11 |  | 0 | 0 | 0 | 0 | 0 | 0 | 14 | 5.07 | 76.39 | 0 | 0 | 0 | N/A | N/A | N/A | N/A | N/A | N/A | [12 empty] | Y |  | 0
ThW0650 | Thames Water | Not a storm overflow | N/A | 199 | Park Street Luton | Unpermitted CSO | N/A | N/A | N/A | N/A | N/A | N/A | N/A | N/A | N/A | N/A | N/A | N/A | N/A | N/A | N/A | N/A | N/A | N/A | N/A | N/A | N/A | N/A | N/A | N/A | N/A | N/A | N/A | N/A | N/A | N/A | N/A | N/A | N/A | N/A | N/A | N/A | N/A | N/A | N/A | N/A | N/A | N/A | N/A | N/A | N/A | N/A | N/A | N/A | N/A | N/A | N/A | N/A | N/A | N/A | N/A | N/A | N/A | N/A | N/A | N/A | N/A | N/A | N/A | N/A | N/A | N/A | N/A | N/A | N/A | N/A | N/A | N/A | N/A | N/A | N/A | N/A | N/A | N/A | N/A | N/A | N/A | N/A | N/A | N/A | N/A | N/A | N/A | N/A | N/A | N/A | N/A | N/A | N/A
ThW0651 | Thames Water | Not a storm overflow | N/A | 211 | Park View Road CSO | Unpermitted CSO | N/A | N/A | N/A | N/A | N/A | N/A | N/A | N/A | N/A | N/A | N/A | N/A | N/A | N/A | N/A | N/A | N/A | N/A | N/A | N/A | N/A | N/A | N/A | N/A | N/A | N/A | N/A | N/A | N/A | N/A | N/A | N/A | N/A | N/A | N/A | N/A | N/A | N/A | N/A | N/A | N/A | N/A | N/A | N/A | N/A | N/A | N/A | N/A | N/A | N/A | N/A | N/A | N/A | N/A | N/A | N/A | N/A | N/A | N/A | N/A | N/A | N/A | N/A | N/A | N/A | N/A | N/A | N/A | N/A | N/A | N/A | N/A | N/A | N/A | N/A | N/A | N/A | N/A | N/A | N/A | N/A | N/A | N/A | N/A | N/A | N/A | N/A | N/A | N/A | N/A | N/A | N/A | N/A
ThW0653 | Thames Water | Permit application under consideration | N/A | 236 | Pavilion in Roxbourne Park | Unpermitted CSO | TQ 1218 8729 | 0 | GB106039023051 | Yeading Brook | Inland | Yes-Confirmed | No | No | 0 | No | 0 | No | 0 | No | 0 | No | 0 | No | 0 | No | N/A | 0 | No | No | No | N/A | N/A | N/A | No | 0 | Surface Water | N | Y | N | N | N | N | N | Y | N | Sewer Capacity Increase | Yes | Yes | Yes | No | Yes | Yes | 10 | 0 | Yes | No | No | Pending investigation | AMP 10 | 0 | AMP 10 | AMP 10 | 0 | AMP 10 |  | 0 | 0 | 0 | 0 | 0 | 0 | 0 | 0 | 87.31 | 0 | 0 | 0 | N/A | N/A | N/A | N/A | N/A | N/A | [12 empty] | Y |  | 0
ThW0662 | Thames Water | Permit application under consideration | N/A | 144 | Ruislip Road East | Unpermitted CSO | TQ 1563 8235 | 0 | GB106039023590 | Lower Brent | Inland | Yes-Probable | No | No | 0 | No | 0 | No | 0 | No | 0 | No | 0 | No | 0 | No | N/A | 0 | No | No | No | N/A | N/A | N/A | No | 0 | Surface Water | N | Y | N | N | N | N | N | Y | N | Sewer Capacity Increase | Yes | Yes | Yes | No | Yes | Yes | 10 | 0 | Yes | No | No | Pending investigation | AMP 10 | 0 | AMP 10 | AMP 10 | 0 | AMP 10 |  | 0 | 0 | 0 | 0 | 0 | 0 | 7 | 15.97 | 79.85 | 0 | 0 | 0 | N/A | N/A | N/A | N/A | N/A | N/A | [12 empty] | Y |  | 0
ThW0666 | Thames Water | Permit application under consideration | N/A | 145 | Somerset Road, Wimbledon | Unpermitted CSO | TQ 2455 7197 | 0 | GB106039023460 | Wandle (Croydon to Wandsworth) and the Graveney | Inland | Yes-Confirmed | No | No | 0 | No | 0 | No | 0 | No | 0 | No | 0 | No | 0 | No | N/A | 0 | No | No | No | N/A | N/A | N/A | No | 0 | Surface Water | N | Y | N | N | N | N | N | Y | N | Sewer Capacity Increase | Yes | Yes | Yes | No | Yes | Yes | 10 | 0 | Yes | No | No | Pending investigation | AMP 10 | 0 | AMP 10 | AMP 10 | 0 | AMP 10 |  | 0 | 0 | 0 | 0 | 0 | 0 | 1 | 0.5 | 98.36 | 0 | 0 | 0 | N/A | N/A | N/A | N/A | N/A | N/A | [12 empty] | Y |  | 0
ThW0669 | Thames Water | Permit application under consideration | N/A | 110 | St Pauls Avenue CSO | Unpermitted CSO | TQ 1866 8888 | 0 | GB106039022940 | Wealdstone Brook | Inland | Yes-Probable | No | No | 0 | No | 0 | No | 0 | No | 0 | No | 0 | No | 0 | No | N/A | 0 | No | No | No | N/A | N/A | N/A | No | 0 | Surface Water | N | Y | N | N | N | N | N | Y | N | Sewer Capacity Increase | Yes | Yes | Yes | No | Yes | Yes | 10 | 0 | Yes | No | No | Pending investigation | AMP 11 | 0 | AMP 11 | AMP 11 | Improvements at this site are profiled in line with HMG targets timescales to balance deliverability and affordability considerations, and we will be reviewing the profiling as new information will become available. | AMP 11 |  | 0 | 0 | 0 | 0 | 0 | 0 | 8 | 15.17 | 92.13 | 0 | 0 | 0 | N/A | N/A | N/A | N/A | N/A | N/A | [12 empty] | Y |  | 0
ThW0670 | Thames Water | Permit application under consideration | N/A | 123 | Stag Lane CSO | Unpermitted CSO | TQ 2069 8985 | 0 | GB106039022970 | Silk Stream and Edgware Brook | Inland | Yes-Confirmed | No | No | 0 | No | 0 | No | 0 | No | 0 | No | 0 | No | 0 | No | N/A | 0 | No | No | No | N/A | N/A | N/A | No | 0 | Surface Water | N | Y | N | N | N | N | N | Y | N | Sewer Capacity Increase | Yes | Yes | Yes | No | Yes | Yes | 10 | 0 | Yes | No | No | Pending investigation | AMP 11 | 0 | AMP 11 | AMP 11 | Improvements at this site are profiled in line with HMG targets timescales to balance deliverability and affordability considerations, and we will be reviewing the profiling as new information will become available. | AMP 11 |  | 0 | 0 | 0 | 0 | 0 | 0 | 10 | 8.77 | 63.76 | 0 | 0 | 0 | N/A | N/A | N/A | N/A | N/A | N/A | [12 empty] | Y |  | 0
ThW0673 | Thames Water | Permit application under consideration | N/A | 175 | Thrale Road | Unpermitted CSO | TQ 2888 7052 | Graveney | GB106039023460 | Wandle (Croydon to Wandsworth) and the Graveney | Inland | Yes-Confirmed | No | No | 0 | No | 0 | No | 0 | No | 0 | No | 0 | No | 0 | No | N/A | 0 | No | No | No | N/A | N/A | N/A | No | 0 | Surface Water | N | Y | N | N | N | N | N | Y | N | Sewer Capacity Increase | Yes | Yes | Yes | No | Yes | Yes | 10 | 0 | Yes | No | No | Pending investigation | AMP 11 | 0 | AMP 11 | AMP 11 | Improvements at this site are profiled in line with HMG targets timescales to balance deliverability and affordability considerations, and we will be reviewing the profiling as new information will become available. | AMP 11 |  | 0 | 0 | 0 | 0 | 0 | 0 | 0 | 0 | 91.66 | 0 | 0 | 0 | N/A | N/A | N/A | N/A | N/A | N/A | [12 empty] | Y |  | 0
ThW0674 | Thames Water | Permit application under consideration | N/A | 277 | Tonstall Road | Unpermitted CSO | TQ 2097 6193 | 0 | GB106039017440 | Hogsmill | Inland | Yes-Probable | No | No | 0 | No | 0 | No | 0 | No | 0 | No | 0 | No | 0 | No | N/A | 0 | No | No | No | N/A | N/A | N/A | No | 0 | Surface Water | N | Y | N | N | N | N | N | Y | N | Sewer Capacity Increase | Yes | Yes | Yes | No | Yes | Yes | 10 | 0 | Yes | No | No | Pending investigation | AMP 11 | 0 | AMP 11 | AMP 11 | Improvements at this site are profiled in line with HMG targets timescales to balance deliverability and affordability considerations, and we will be reviewing the profiling as new information will become available. | AMP 11 |  | 0 | 0 | 0 | 0 | 0 | 0 | 0 | 0 | 40.27 | 0 | 0 | 0 | N/A | N/A | N/A | N/A | N/A | N/A | [12 empty] | Y |  | 0
ThW0679 | Thames Water | Not a storm overflow | N/A | 242 | Waldergrave Road by junction Teddington Park Rd | Storm discharge at CSO | N/A | N/A | N/A | N/A | N/A | N/A | N/A | N/A | N/A | N/A | N/A | N/A | N/A | N/A | N/A | N/A | N/A | N/A | N/A | N/A | N/A | N/A | N/A | N/A | N/A | N/A | N/A | N/A | N/A | N/A | N/A | N/A | N/A | N/A | N/A | N/A | N/A | N/A | N/A | N/A | N/A | N/A | N/A | N/A | N/A | N/A | N/A | N/A | N/A | N/A | N/A | N/A | N/A | N/A | N/A | N/A | N/A | N/A | N/A | N/A | N/A | N/A | N/A | N/A | N/A | N/A | N/A | N/A | N/A | N/A | N/A | N/A | N/A | N/A | N/A | N/A | N/A | N/A | N/A | N/A | N/A | N/A | N/A | N/A | N/A | N/A | N/A | N/A | N/A | N/A | N/A | N/A | N/A
ThW0680 | Thames Water | Permit application under consideration | N/A | 146 | Well Hall Road Eltham | Unpermitted CSO | TQ 4127 7475 | 0 | GB106039023290 | Quaggy | Inland | Yes-Probable | No | No | 0 | No | 0 | No | 0 | No | 0 | No | 0 | No | 0 | No | N/A | 0 | No | No | No | N/A | N/A | N/A | No | 0 | Surface Water | N | Y | N | N | N | N | N | Y | N | Sewer Capacity Increase | Yes | Yes | Yes | No | Yes | Yes | 10 | 0 | Yes | No | No | Pending investigation | AMP 11 | 0 | AMP 11 | AMP 11 | Improvements at this site are profiled in line with HMG targets timescales to balance deliverability and affordability considerations, and we will be reviewing the profiling as new information will become available. | AMP 11 |  | 0 | 0 | 0 | 0 | 0 | 0 | 0 | 0 | 82.5 | 0 | 0 | 0 | N/A | N/A | N/A | N/A | N/A | N/A | [12 empty] | Y |  | 0
ThW0681 | Thames Water | Not a storm overflow | N/A | 127 | Wembley Pk Drive CSO | Storm discharge at CSO | N/A | N/A | N/A | N/A | N/A | N/A | N/A | N/A | N/A | N/A | N/A | N/A | N/A | N/A | N/A | N/A | N/A | N/A | N/A | N/A | N/A | N/A | N/A | N/A | N/A | N/A | N/A | N/A | N/A | N/A | N/A | N/A | N/A | N/A | N/A | N/A | N/A | N/A | N/A | N/A | N/A | N/A | N/A | N/A | N/A | N/A | N/A | N/A | N/A | N/A | N/A | N/A | N/A | N/A | N/A | N/A | N/A | N/A | N/A | N/A | N/A | N/A | N/A | N/A | N/A | N/A | N/A | N/A | N/A | N/A | N/A | N/A | N/A | N/A | N/A | N/A | N/A | N/A | N/A | N/A | N/A | N/A | N/A | N/A | N/A | N/A | N/A | N/A | N/A | N/A | N/A | N/A | N/A
ThW0683 | Thames Water | Permit application under consideration | N/A | 215 | Wimbledon Hill Road | Unpermitted CSO | TQ 2586 7186 | 0 | GB106039023460 | Wandle (Croydon to Wandsworth) and the Graveney | Inland | Yes-Confirmed | No | No | 0 | No | 0 | No | 0 | No | 0 | Yes | River Wandle | Yes | River Wandle | No | N/A | 0 | No | No | No | N/A | N/A | N/A | No | 0 | Surface Water | N | Y | N | N | N | N | N | Y | N | Sewer Capacity Increase | Yes | Yes | Yes | No | Yes | Yes | 10 | 0 | Yes | No | No | Pending investigation | AMP 11 | 0 | AMP 11 | AMP 11 | Improvements at this site are profiled in line with HMG targets timescales to balance deliverability and affordability considerations, and we will be reviewing the profiling as new information will become available. | AMP 11 |  | 0 | 0 | 0 | 0 | 0 | 0 | 0 | 0 | 90.8 | 0 | 0 | 0 | N/A | N/A | N/A | N/A | N/A | N/A | [12 empty] | Y |  | 0
ThW0684 | Thames Water | Permit application under consideration | N/A | 147 | Wimbledon Hill Wimbledon | Unpermitted CSO | TQ 2586 7186 | 0 | GB106039023460 | Wandle (Croydon to Wandsworth) and the Graveney | Inland | Yes-Confirmed | No | No | 0 | No | 0 | No | 0 | No | 0 | Yes | River Wandle | Yes | River Wandle | No | N/A | 0 | No | No | No | N/A | N/A | N/A | No | 0 | Surface Water | N | Y | N | N | N | N | N | Y | N | Sewer Capacity Increase | Yes | Yes | Yes | No | Yes | Yes | 10 | 0 | Yes | No | No | Pending investigation | AMP 11 | 0 | AMP 11 | AMP 11 | Improvements at this site are profiled in line with HMG targets timescales to balance deliverability and affordability considerations, and we will be reviewing the profiling as new information will become available. | AMP 11 |  | 0 | 0 | 0 | 0 | 0 | 0 | 0 | 0 | 94.9 | 0 | 0 | 0 | N/A | N/A | N/A | N/A | N/A | N/A | [12 empty] | Y |  | 0
ThW0685 | Thames Water | CANM.0664 | HONEYPOT LANE | N/WR0664 | Honeypot lane | Storm discharge at CSO | TQ1884089840 | THE KENTON BROOK | GB106039022940 | Wealdstone Brook | Inland | Yes-Probable | No | No | 0 | No | 0 | No | 0 | No | 0 | No | 0 | No | 0 | No | N/A | 0 | No | No | No | N/A | N/A | N/A | No | Not asset maintenance - Hydraulic capacity | Surface Water | N | Y | N | N | N | N | N | N | N | Sewer Capacity Increase | Yes | Yes | Yes | No | Yes | No | 10 | 0 | Yes | No | No | N | AMP 08 | 0 | AMP 08 | AMP 08 | 0 | N/A |  | 0 | 0 | N | N | 0 | 0 | 39 | 90.75 | 99.12 | 28 | 68.01 | 100 | 40 | 119.51 | 94.91 | 63 | 181.67 | 100 | [12 empty] | Y |  | 0
ThW0715 | Thames Water | Surrendered permit | Burstow | TEMP.0578 | Burstow STW | Storm discharge at SPS | N/A | N/A | N/A | N/A | N/A | N/A | N/A | N/A | N/A | N/A | N/A | N/A | N/A | N/A | N/A | N/A | N/A | N/A | N/A | N/A | N/A | N/A | N/A | N/A | N/A | N/A | N/A | N/A | N/A | N/A | N/A | N/A | N/A | N/A | N/A | N/A | N/A | N/A | N/A | N/A | N/A | N/A | N/A | N/A | N/A | N/A | N/A | N/A | N/A | N/A | N/A | N/A | N/A | N/A | N/A | N/A | N/A | N/A | N/A | N/A | N/A | N/A | N/A | N/A | N/A | N/A | N/A | N/A | N/A | N/A | N/A | N/A | N/A | N/A | N/A | N/A | N/A | N/A | N/A | N/A | N/A | N/A | N/A | N/A | N/A | N/A | N/A | N/A | N/A | N/A | N/A | N/A | N/A
ThW0716 | Thames Water | Duplicate of ThW0765/CANM.0925 | BANCROFT RUGBY GROUND, | CANM.0925 | Bancroft rugby ground, buckhurst hill | Unpermitted CSO |  | 0 | GB106037028181 | Lower Roding (Loughton to Thames) | Inland | Yes-Probable | No | No | 0 | No | 0 | No | 0 | No | 0 | No | 0 | Yes | Brookhouse Brook and Lower Roding | No | N/A | 0 | No | No | No | N/A | N/A | N/A | No | 0 | Surface Water | N | Y | N | N | N | N | N | N | N | Sewer Capacity Increase | No | Yes | Yes | No | No | No | 10 | 0 | Yes | No | No | Pending investigation | AMP 09 | 0 | AMP 09 | AMP 09 | 0 | N/A |  | 0 | 0 | 0 | 0 | 0 | 0 | 8 | 90.47 | 75.91 | 0 | 0 | 0 | N/A | N/A | N/A | N/A | N/A | N/A | [12 empty] | Y |  | 0
ThW0717 | Thames Water | Surrendered permit | Epsom Storm Tanks, Longmead Road | TEMP.2567 | Epsom storm tanks, longmead road | Storm discharge at CSO | N/A | N/A | N/A | N/A | N/A | N/A | N/A | N/A | N/A | N/A | N/A | N/A | N/A | N/A | N/A | N/A | N/A | N/A | N/A | N/A | N/A | N/A | N/A | N/A | N/A | N/A | N/A | N/A | N/A | N/A | N/A | N/A | N/A | N/A | N/A | N/A | N/A | N/A | N/A | N/A | N/A | N/A | N/A | N/A | N/A | N/A | N/A | N/A | N/A | N/A | N/A | N/A | N/A | N/A | N/A | N/A | N/A | N/A | N/A | N/A | N/A | N/A | N/A | N/A | N/A | N/A | N/A | N/A | N/A | N/A | N/A | N/A | N/A | N/A | N/A | N/A | N/A | N/A | N/A | N/A | N/A | N/A | N/A | N/A | N/A | N/A | N/A | N/A | N/A | N/A | N/A | N/A | N/A
ThW0718 | Thames Water | TEMP.2609 | FULMER DRIVE CSO | TEMP.2609 | FULMER DRIVE CSO | Storm discharge at CSO | TQ0016086510 | Alderbourne | GB106039023080 | Alderbourne | Inland | No | No | No | 0 | No | 0 | No | 0 | No | 0 | No | 0 | No | 0 | No | N/A | 0 | No | No | No | N/A | N/A | N/A | No | 0 | Surface Water | N | Y | N | N | N | N | N | N | N | Sewer Capacity Increase | No | No | No | No | No | No | 10 | 0 | No | No | No | N | AMP 11 | 0 | AMP 11 | AMP 11 | Improvements at this site are profiled in line with HMG targets timescales to balance deliverability and affordability considerations, and we will be reviewing the profiling as new information will become available. | N/A |  | 0 | 0 | 0 | 0 | 0 | 0 | 18 | 50.27 | 92.45 | N/A | N/A | N/A | N/A | N/A | N/A | N/A | N/A | N/A | [12 empty] | Y |  | 0
ThW0719 | Thames Water | Surrendered permit | Horley Road, Charlwood | TEMP.2688 | Horley road, charlwood | Storm discharge at CSO | N/A | N/A | N/A | N/A | N/A | N/A | N/A | N/A | N/A | N/A | N/A | N/A | N/A | N/A | N/A | N/A | N/A | N/A | N/A | N/A | N/A | N/A | N/A | N/A | N/A | N/A | N/A | N/A | N/A | N/A | N/A | N/A | N/A | N/A | N/A | N/A | N/A | N/A | N/A | N/A | N/A | N/A | N/A | N/A | N/A | N/A | N/A | N/A | N/A | N/A | N/A | N/A | N/A | N/A | N/A | N/A | N/A | N/A | N/A | N/A | N/A | N/A | N/A | N/A | N/A | N/A | N/A | N/A | N/A | N/A | N/A | N/A | N/A | N/A | N/A | N/A | N/A | N/A | N/A | N/A | N/A | N/A | N/A | N/A | N/A | N/A | N/A | N/A | N/A | N/A | N/A | N/A | N/A
ThW0720 | Thames Water | Surrendered permit | Jew's Row Pumping Station | TEMP.1233 | Jews Row (Wandsworth) SPS | Storm discharge at SPS | N/A | N/A | N/A | N/A | N/A | N/A | N/A | N/A | N/A | N/A | N/A | N/A | N/A | N/A | N/A | N/A | N/A | N/A | N/A | N/A | N/A | N/A | N/A | N/A | N/A | N/A | N/A | N/A | N/A | N/A | N/A | N/A | N/A | N/A | N/A | N/A | N/A | N/A | N/A | N/A | N/A | N/A | N/A | N/A | N/A | N/A | N/A | N/A | N/A | N/A | N/A | N/A | N/A | N/A | N/A | N/A | N/A | N/A | N/A | N/A | N/A | N/A | N/A | N/A | N/A | N/A | N/A | N/A | N/A | N/A | N/A | N/A | N/A | N/A | N/A | N/A | N/A | N/A | N/A | N/A | N/A | N/A | N/A | N/A | N/A | N/A | N/A | N/A | N/A | N/A | N/A | N/A | N/A
ThW0721 | Thames Water | Surrendered permit | Stanton St. John STW Pumping Statio | TEMP.1981 | Stanton St John STW | Storm discharge at SPS | N/A | N/A | N/A | N/A | N/A | N/A | N/A | N/A | N/A | N/A | N/A | N/A | N/A | N/A | N/A | N/A | N/A | N/A | N/A | N/A | N/A | N/A | N/A | N/A | N/A | N/A | N/A | N/A | N/A | N/A | N/A | N/A | N/A | N/A | N/A | N/A | N/A | N/A | N/A | N/A | N/A | N/A | N/A | N/A | N/A | N/A | N/A | N/A | N/A | N/A | N/A | N/A | N/A | N/A | N/A | N/A | N/A | N/A | N/A | N/A | N/A | N/A | N/A | N/A | N/A | N/A | N/A | N/A | N/A | N/A | N/A | N/A | N/A | N/A | N/A | N/A | N/A | N/A | N/A | N/A | N/A | N/A | N/A | N/A | N/A | N/A | N/A | N/A | N/A | N/A | N/A | N/A | N/A
ThW0722 | Thames Water | CEXR.0038 | NEW STORM TANKS AT CASCADE ROAD | E38 | Storm tanks,cascade rd,buckhurst hill | Storm discharge at CSO | TQ4190093600 | TRIBUTARY OFTHE RIVER RODING | GB106037028181 | Lower Roding (Loughton to Thames) | Inland | Yes-Probable | No | No | 0 | No | 0 | No | 0 | No | 0 | No | 0 | Yes | Brookhouse Brook and Lower Roding | No | N/A | 0 | No | No | No | N/A | N/A | N/A | No | Performance - Asset configuration (e.g. PS/rising main/storm tanks) | Surface Water | N | Y | N | N | N | N | N | Y | N | Sewer Capacity Increase | Yes | Yes | Yes | No | Yes | Yes | 10 | 0 | Yes | No | No | N | AMP 08 | 0 | AMP 08 | AMP 08 | 0 | AMP 08 |  | 0 | 0 | 0 | 0 | 0 | 0 | 57 | 247.25 | 99.21 | N/A | N/A | N/A | N/A | N/A | N/A | N/A | N/A | N/A | [12 empty] | Y |  | 0
ThW0724 | Thames Water | Permit application under consideration | N/A | 198 | Fairfield Avenue 1 | Unpermitted CSO | TQ 2309 8769 | 0 | GB106039022980 | Dollis Brook and Upper Brent | Inland | Yes-Confirmed | No | No | 0 | No | 0 | No | 0 | No | 0 | No | 0 | No | 0 | No | N/A | 0 | No | No | No | N/A | N/A | N/A | No | 0 | Surface Water | N | Y | N | N | N | N | N | N | N | Sewer Capacity Increase | No | Yes | Yes | No | No | No | 10 | 0 | Yes | No | No | Pending investigation | AMP 10 | 0 | AMP 10 | AMP 10 | 0 | N/A |  | 0 | 0 | 0 | 0 | 0 | 0 | 15 | 4.9 | 94.61 | 0 | 0 | 0 | N/A | N/A | N/A | N/A | N/A | N/A | [12 empty] | Y |  | 0
ThW0725 | Thames Water | Permit application under consideration | N/A | 293 | Abbeydale Road | Unpermitted CSO | TQ 1911 8350 | 0 | GB106039023590 | Lower Brent | Inland | Yes-Probable | No | No | 0 | No | 0 | No | 0 | No | 0 | No | 0 | No | 0 | No | N/A | 0 | No | No | No | N/A | N/A | N/A | No | 0 | Surface Water | N | Y | N | N | N | N | N | N | N | Sewer Capacity Increase | No | Yes | Yes | No | No | No | 10 | 0 | Yes | No | No | Pending investigation | AMP 10 | 0 | AMP 10 | AMP 10 | 0 | N/A |  | 0 | 0 | 0 | 0 | 0 | 0 | 0 | 0 | 95.8 | 0 | 0 | 0 | N/A | N/A | N/A | N/A | N/A | N/A | [12 empty] | Y |  | 0
ThW0726 | Thames Water | Not a storm overflow | N/A | 294 | Tokyngton Avenue | Unpermitted CSO | N/A | N/A | N/A | N/A | N/A | N/A | N/A | N/A | N/A | N/A | N/A | N/A | N/A | N/A | N/A | N/A | N/A | N/A | N/A | N/A | N/A | N/A | N/A | N/A | N/A | N/A | N/A | N/A | N/A | N/A | N/A | N/A | N/A | N/A | N/A | N/A | N/A | N/A | N/A | N/A | N/A | N/A | N/A | N/A | N/A | N/A | N/A | N/A | N/A | N/A | N/A | N/A | N/A | N/A | N/A | N/A | N/A | N/A | N/A | N/A | N/A | N/A | N/A | N/A | N/A | N/A | N/A | N/A | N/A | N/A | N/A | N/A | N/A | N/A | N/A | N/A | N/A | N/A | N/A | N/A | N/A | N/A | N/A | N/A | N/A | N/A | N/A | N/A | N/A | N/A | N/A | N/A | N/A
ThW0727 | Thames Water | Permit application under consideration | N/A | 296 | Cricklewood Broadway | Unpermitted CSO | TQ 2295 8571 | 0 | GB106039023590 | Lower Brent | Inland | Yes-Probable | No | No | 0 | No | 0 | No | 0 | No | 0 | No | 0 | No | 0 | No | N/A | 0 | No | No | No | N/A | N/A | N/A | No | 0 | Surface Water | N | Y | N | N | N | N | N | N | N | Sewer Capacity Increase | No | Yes | Yes | No | No | No | 10 | 0 | Yes | No | No | Pending investigation | AMP 10 | 0 | AMP 10 | AMP 10 | 0 | N/A |  | 0 | 0 | 0 | 0 | 0 | 0 | 9 | 58.73 | 29.95 | 0 | 0 | 0 | N/A | N/A | N/A | N/A | N/A | N/A | [12 empty] | Y |  | 0
ThW0728 | Thames Water | Permit application under consideration | N/A | 297 | Edgware Road | Unpermitted CSO | TQ 2184 8789 | 0 | GB106039022970 | Silk Stream and Edgware Brook | Inland | Yes-Confirmed | No | Yes | Brent Reservoir | No | 0 | No | 0 | No | 0 | No | 0 | No | 0 | No | N/A | 0 | No | No | No | N/A | N/A | N/A | No | 0 | Surface Water | N | Y | N | N | N | N | N | N | N | Sewer Capacity Increase | No | Yes | Yes | No | No | No | 10 | 0 | Yes | No | No | Pending investigation | AMP 11 | 0 | AMP 11 | AMP 11 | Improvements at this site are profiled in line with HMG targets timescales to balance deliverability and affordability considerations, and we will be reviewing the profiling as new information will become available. | N/A |  | 0 | 0 | 0 | 0 | 0 | 0 | 0 | 0 | 93.34 | 0 | 0 | 0 | N/A | N/A | N/A | N/A | N/A | N/A | [12 empty] | Y |  | 0
ThW0736 | Thames Water | Permit application under consideration | N/A | 332 | Alperton Lane | Unpermitted CSO | TQ 1758 8296 | N/A | GB106039023590 | Lower Brent | Inland | Unknown | Unknown | Unknown | 0 | No | 0 | No | 0 | No | 0 | N/A | 0 | N/A | 0 | No | N/A | 0 | No | No | No | N/A | N/A | N/A | No | 0 | Surface Water | N | Y | N | N | N | N | N | N | N | Sewer Capacity Increase | No | No | No | No | No | No | 10 | 0 | No | No | No | Pending investigation | AMP 10 | 0 | AMP 10 | AMP 10 | 0 | N/A |  | 0 | 0 | 0 | 0 | 0 | 0 | 0 | 0 | 54.93 | 0 | 0 | 0 | N/A | N/A | N/A | N/A | N/A | N/A | [12 empty] | Y |  | 0
ThW0737 | Thames Water | Permit application under consideration | N/A | 353 | Peterborough Road 1 | Unpermitted CSO | TQ 3776 8626 | 0 | GB106038077852 | Lee (Tottenham Locks to Bow Locks/Three Mills Locks) | Inland | Yes-Confirmed | No | No | 0 | No | 0 | No | 0 | No | 0 | No | 0 | No | 0 | No | N/A | 0 | No | No | No | N/A | N/A | N/A | No | 0 | Surface Water | N | Y | N | N | N | N | N | N | N | Sewer Capacity Increase | No | Yes | Yes | No | No | No | 10 | 0 | Yes | No | No | Pending investigation | AMP 10 | 0 | AMP 10 | AMP 10 | 0 | N/A |  | 0 | 0 | 0 | 0 | 0 | 0 | 0 | 0 | 41.15 | 0 | 0 | 0 | N/A | N/A | N/A | N/A | N/A | N/A | [12 empty] | Y |  | 0
ThW0739 | Thames Water | Permit application under consideration | N/A | 357 | Faringdon House CSO | Unpermitted CSO | SU 2800 9618 | 0 | GB106039030333 | Thames (Leach to Evenlode) | Inland | No | No | No | 0 | No | 0 | No | 0 | No | 0 | No | 0 | No | 0 | No | N/A | 0 | No | No | No | N/A | N/A | N/A | No | 0 | Surface Water | N | Y | N | N | N | N | N | N | N | Sewer Capacity Increase | No | No | No | No | No | No | 10 | 0 | No | No | No | N | AMP 12 | 0 | AMP 12 | AMP 12 | Improvements at this site are profiled in line with HMG targets timescales to balance deliverability and affordability considerations, and we will be reviewing the profiling as new information will become available. | N/A |  | 0 | 0 | 0 | 0 | 0 | 0 | 34 | 70.03 | 92.1 | 0 | 0 | 0 | N/A | N/A | N/A | N/A | N/A | N/A | [12 empty] | Y |  | 0
ThW0740 | Thames Water | Not a storm overflow | N/A | 361 | Fairfield Avenue 2 | Unpermitted CSO | N/A | N/A | N/A | N/A | N/A | N/A | N/A | N/A | N/A | N/A | N/A | N/A | N/A | N/A | N/A | N/A | N/A | N/A | N/A | N/A | N/A | N/A | N/A | N/A | N/A | N/A | N/A | N/A | N/A | N/A | N/A | N/A | N/A | N/A | N/A | N/A | N/A | N/A | N/A | N/A | N/A | N/A | N/A | N/A | N/A | N/A | N/A | N/A | N/A | N/A | N/A | N/A | N/A | N/A | N/A | N/A | N/A | N/A | N/A | N/A | N/A | N/A | N/A | N/A | N/A | N/A | N/A | N/A | N/A | N/A | N/A | N/A | N/A | N/A | N/A | N/A | N/A | N/A | N/A | N/A | N/A | N/A | N/A | N/A | N/A | N/A | N/A | N/A | N/A | N/A | N/A | N/A | N/A
ThW0741 | Thames Water | Permit application under consideration | N/A | 362 | Haslemere STW CSO | Unpermitted CSO | SU 8779 3252 | 0 | GB106039017700 | South Wey (Haslemere to Bordon) | Inland | No | No | No | 0 | No | 0 | No | 0 | No | 0 | No | 0 | No | 0 | No | N/A | 0 | No | No | No | N/A | N/A | N/A | No | 0 | Surface Water | N | Y | N | N | N | N | N | N | N | Sewer Capacity Increase | No | No | No | No | No | No | 10 | 0 | No | No | No | Pending investigation | AMP 12 | 0 | AMP 12 | AMP 12 | Improvements at this site are profiled in line with HMG targets timescales to balance deliverability and affordability considerations, and we will be reviewing the profiling as new information will become available. | N/A |  | 0 | 0 | 0 | 0 | 0 | 0 | 3 | 1.83 | 86.66 | 0 | 0 | 0 | N/A | N/A | N/A | N/A | N/A | N/A | [12 empty] | Y |  | 0
ThW0744 | Thames Water | Permit application under consideration | N/A | 360 | Empress Avenue | Unpermitted CSO | TQ 4230 8699 | 0 | GB106037028181 | Lower Roding (Loughton to Thames) | Inland | Yes-Probable | No | No | 0 | No | 0 | No | 0 | No | 0 | No | 0 | Yes | Brookhouse Brook and Lower Roding | No | N/A | 0 | No | No | No | N/A | N/A | N/A | No | 0 | Surface Water | N | Y | N | N | N | N | N | N | N | Sewer Capacity Increase | No | Yes | Yes | No | No | No | 10 | 0 | Yes | No | No | Pending investigation | AMP 11 | 0 | AMP 11 | AMP 11 | Improvements at this site are profiled in line with HMG targets timescales to balance deliverability and affordability considerations, and we will be reviewing the profiling as new information will become available. | N/A |  | 0 | 0 | 0 | 0 | 0 | 0 | 7 | 3.83 | 94.77 | 0 | 0 | 0 | N/A | N/A | N/A | N/A | N/A | N/A | [12 empty] | Y |  | 0
ThW0747 | Thames Water | Permit application under consideration | N/A | 365 | Chisledon storm tanks | Unpermitted CSO | SU 1855 8047 | 0 | GB106039022890 | Cole (source to Lenta Brook) | Inland | No | No | No | 0 | No | 0 | No | 0 | No | 0 | Yes | 0 | No | 0 | No | N/A | 0 | No | No | No | N/A | N/A | N/A | No | 0 | Surface Water | N | Y | N | N | N | N | N | N | N | Sewer Capacity Increase | No | Yes | Yes | No | No | No | 10 | 0 | Yes | No | No | N | AMP 11 | 0 | AMP 11 | AMP 11 | Improvements at this site are profiled in line with HMG targets timescales to balance deliverability and affordability considerations, and we will be reviewing the profiling as new information will become available. | N/A |  | 0 | 0 | 0 | 0 | 0 | 0 | 23 | 288.73 | 84.95 | 0 | 0 | 0 | N/A | N/A | N/A | N/A | N/A | N/A | [12 empty] | Y |  | 0
ThW0748 | Thames Water | Permit application under consideration | N/A | 366 | Marston St Lawrence SPS | Unpermitted CSO | SP 5364 4171 | 0 | GB106039037290 | Farthinghoe Stream (Source to Cherwell) and tributaries | Inland | No | No | No | 0 | No | 0 | No | 0 | No | 0 | No | 0 | No | 0 | No | N/A | 0 | No | No | No | N/A | N/A | N/A | No | 0 | Surface Water | N | Y | N | N | N | N | N | N | N | N | No | No | No | No | No | No | 10 | 0 | No | No | No | Pending investigation | AMP 12 | 0 | AMP 12 | AMP 12 | Improvements at this site are profiled in line with HMG targets timescales to balance deliverability and affordability considerations, and we will be reviewing the profiling as new information will become available. | N/A |  | 0 | 0 | 0 | 0 | 0 | 0 | 0 | 0 | 6.74 | 0 | 0 | 0 | N/A | N/A | N/A | N/A | N/A | N/A | [12 empty] | Y |  | 0
ThW0750 | Thames Water | Permit application under consideration | N/A | 368 | Woodstock Road Oxford | Unpermitted CSO | SP 5035 0841 | 0 | GB106039030334 | Thames (Evenlode to Thame) | Inland | No | No | No | 0 | No | 0 | No | 0 | No | 0 | No | 0 | No | 0 | No | N/A | 0 | No | No | No | N/A | N/A | N/A | No | 0 | Surface Water | N | Y | N | N | N | N | N | N | N | Sewer Capacity Increase | No | No | No | No | No | No | 10 | 0 | No | No | No | Pending investigation | AMP 12 | 0 | AMP 12 | AMP 12 | Improvements at this site are profiled in line with HMG targets timescales to balance deliverability and affordability considerations, and we will be reviewing the profiling as new information will become available. | N/A |  | 0 | 0 | 0 | 0 | 0 | 0 | 1 | 0.17 | 79.97 | 0 | 0 | 0 | N/A | N/A | N/A | N/A | N/A | N/A | [12 empty] | Y |  | 0
ThW0754 | Thames Water | Permit application under consideration | N/A | 373 | Near Sezincote Lodge | Unpermitted CSO | SP 1850 3257 | 0 | GB106039037420 | Evenlode (Source to Four Shires S) and Longborough Stream | Inland | No | No | No | 0 | No | 0 | No | 0 | No | 0 | No | 0 | No | 0 | No | N/A | 0 | No | No | No | N/A | N/A | N/A | No | 0 | Surface Water | N | Y | N | N | N | N | N | N | N | Sewer Capacity Increase | No | No | No | No | No | No | 10 | 0 | No | No | No | Pending investigation | AMP 12 | 0 | AMP 12 | AMP 12 | Improvements at this site are profiled in line with HMG targets timescales to balance deliverability and affordability considerations, and we will be reviewing the profiling as new information will become available. | N/A |  | 0 | 0 | 0 | 0 | 0 | 0 | 9 | 11.27 | 93.1 | 0 | 0 | 0 | N/A | N/A | N/A | N/A | N/A | N/A | [12 empty] | Y |  | 0
ThW0757 | Thames Water | CTCR.1923 | SURFACE WATER SEWER | 1923 | Bentsbrook road | Storm discharge at CSO | TQ1769047490 | TANNERS BROOK (BENTS BROOK) | GB106039017570 | Tanners Brook (Holmewood to River Mole confluence at Brockham) | Inland | Yes-Probable | No | No | 0 | No | 0 | No | 0 | No | 0 | No | 0 | No | 0 | No | N/A | 0 | No | No | No | N/A | N/A | N/A | No | 0 | Surface Water | N | Y | N | N | N | N | N | N | N | Sewer Capacity Increase | No | Yes | Yes | No | No | No | 10 | 0 | Yes | No | No | Pending investigation | AMP 09 | 0 | AMP 09 | AMP 09 | 0 | N/A |  | 0 | 0 | 0 | 0 | 0 | 0 | 1 | 1.25 | 99.33 | N/A | N/A | N/A | N/A | N/A | N/A | N/A | N/A | N/A | [12 empty] | Y |  | 0
ThW0759 | Thames Water | CSAB.0577 | SLOANE STREET, RANELAGH GDNS, LONDO C | 10577 | Sloane street, raneleigh gardens | Storm discharge at CSO | TQ2829077850 | R.THAMES ( TIDAL ) | GB530603911402 | THAMES MIDDLE | Transitional | No | No | No | 0 | No | 0 | No | 0 | No | 0 | No | 0 | No | 0 | No | N/A | 0 | No | No | No | N/A | N/A | N/A | No | 0 | Surface Water | N | Y | N | N | N | N | N | Y | N | N | No | No | No | No | No | No | 10 | 0 | No | No | No | N | AMP 07 | 0 | AMP 07 | AMP 07 | Improvement planned to be delivered to a faster timeline by capturing benefits of Thames Tideway Tunnel delivery | N/A |  | 0 | 0 | 0 | 0 | 0 | 0 | 44 | 420.98 | 96.38 | N/A | N/A | N/A | 54 | 243.21 | 98.43 | 120 | 419.2 | 97.89 | [12 empty] | Y |  | 0
ThW0760 | Thames Water | Permit application under consideration | N/A | 134 | Colin Crescent, Colindale | Unpermitted CSO | TQ 2179 8901 | 0 | GB106039022970 | Silk Stream and Edgware Brook | Inland | Yes-Confirmed | No | No | 0 | No | 0 | No | 0 | No | 0 | No | 0 | No | 0 | No | N/A | 0 | No | No | No | N/A | N/A | N/A | No | 0 | Surface Water | N | Y | N | N | N | N | N | Y | N | N | Yes | Yes | Yes | No | No | No | 10 | 0 | Yes | No | No | N | AMP 09 | 0 | AMP 09 | AMP 09 | 0 | N/A |  | 0 | 0 | 0 | 0 | 0 | 0 | 42 | 216.5 | 95.07 | 0 | 0 | 0 | N/A | N/A | N/A | N/A | N/A | N/A | [12 empty] | Y |  | 0
ThW0761 | Thames Water | Permit application under consideration | N/A | 374 | Tubney SPS (AKA Basildon House) | Unpermitted CSO | SU 4423 9878 | 0 | GB106039023420 | Frilford and Marcham Brook | Inland | No | No | Yes | Frilford Heath, Ponds and Fens | No | 0 | No | 0 | No | 0 | No | 0 | No | 0 | No | N/A | 0 | No | No | No | N/A | N/A | N/A | No | 0 | Surface Water | N | Y | N | N | N | N | N | Y | N | N | No | Yes | Yes | No | No | No | 10 | 0 | Yes | No | No | Pending investigation | AMP 10 | 0 | AMP 10 | AMP 10 | 0 | N/A |  | 0 | 0 | 0 | 0 | 0 | 0 | 0 | 0 | 79.55 | 0 | 0 | 0 | N/A | N/A | N/A | N/A | N/A | N/A | [12 empty] | Y |  | 0
ThW0762 | Thames Water | Permit application under consideration | N/A | 375 | Channelsea West Ham PS | Unpermitted CSO | TQ 3891 8324 | 0 | GB530603911402 | THAMES MIDDLE | Transitional | No | No | No | 0 | No | 0 | No | 0 | No | 0 | No | 0 | No | 0 | No | N/A | 0 | No | No | No | N/A | N/A | N/A | No | 0 | Surface Water | N | Y | N | N | N | N | N | Y | N | N | No | No | No | No | No | No | 10 | 0 | No | No | No | Pending investigation | AMP 11 | 0 | AMP 11 | AMP 11 | Improvements at this site are profiled in line with HMG targets timescales to balance deliverability and affordability considerations, and we will be reviewing the profiling as new information will become available. | N/A |  | 0 | 0 | 0 | 0 | 0 | 0 | 0 | 0 | 0 | 0 | 0 | 0 | N/A | N/A | N/A | N/A | N/A | N/A | [12 empty] | Y |  | 0
ThW0763 | Thames Water | Permit application under consideration | N/A | 376 | Joyce Green West Syphon’s | Unpermitted CSO | N/A | 0 | GB530603911402 | THAMES MIDDLE | Transitional | No | No | No | 0 | No | 0 | No | 0 | No | 0 | No | 0 | No | 0 | No | N/A | 0 | No | No | No | N/A | N/A | N/A | No | 0 | Surface Water | N | Y | N | N | N | N | N | Y | N | N | No | No | No | No | No | No | 10 | 0 | No | No | No | Pending investigation | AMP 11 | 0 | AMP 11 | AMP 11 | Improvements at this site are profiled in line with HMG targets timescales to balance deliverability and affordability considerations, and we will be reviewing the profiling as new information will become available. | N/A |  | 0 | 0 | 0 | 0 | 0 | 0 | 0 | 0 | 0 | 0 | 0 | 0 | N/A | N/A | N/A | N/A | N/A | N/A | [12 empty] | Y |  | 0
ThW0764 | Thames Water | Surrendered permit | ACORN CLOSE | Temp.0311 | Acorn Close (Chislehurst) SPS | Storm discharge at SPS | N/A | N/A | N/A | N/A | N/A | N/A | N/A | N/A | N/A | N/A | N/A | N/A | N/A | N/A | N/A | N/A | N/A | N/A | N/A | N/A | N/A | N/A | N/A | N/A | N/A | N/A | N/A | N/A | N/A | N/A | N/A | N/A | N/A | N/A | N/A | N/A | N/A | N/A | N/A | N/A | N/A | N/A | N/A | N/A | N/A | N/A | N/A | N/A | N/A | N/A | N/A | N/A | N/A | N/A | N/A | N/A | N/A | N/A | N/A | N/A | N/A | N/A | N/A | N/A | N/A | N/A | N/A | N/A | N/A | N/A | N/A | N/A | N/A | N/A | N/A | N/A | N/A | N/A | N/A | N/A | N/A | N/A | N/A | N/A | N/A | N/A | N/A | N/A | N/A | N/A | N/A | N/A | N/A
ThW0765 | Thames Water | CANM.0925 | BANCROFT RUGBY GROUND, | CANM.0925 | Bancroft rugby ground, buckhurst hill | Storm discharge at CSO | TQ4202092830 | THE RIVER RODING | GB106037028181 | Lower Roding (Loughton to Thames) | Inland | Yes-Probable | No | No | 0 | No | 0 | No | 0 | No | 0 | No | 0 | Yes | Brookhouse Brook and Lower Roding | No | N/A | 0 | No | No | No | N/A | N/A | N/A | No | 0 | Surface Water | N | Y | N | N | N | N | N | Y | N | N | No | Yes | Yes | No | No | No | 10 | 0 | Yes | No | No | Pending investigation | AMP 09 | 0 | AMP 09 | AMP 09 | 0 | N/A |  | 0 | 0 | 0 | 0 | 0 | 0 | 14 | 108.47 | 32.24 | 0 | 0 | 0 | N/A | N/A | N/A | N/A | N/A | N/A | [12 empty] | Y |  | 0
ThW0766 | Thames Water | Surrendered permit | BROAKES MEADOW | T01543 | Boakes Meadow (Shoreham) SPS | Storm discharge at SPS | N/A | N/A | N/A | N/A | N/A | N/A | N/A | N/A | N/A | N/A | N/A | N/A | N/A | N/A | N/A | N/A | N/A | N/A | N/A | N/A | N/A | N/A | N/A | N/A | N/A | N/A | N/A | N/A | N/A | N/A | N/A | N/A | N/A | N/A | N/A | N/A | N/A | N/A | N/A | N/A | N/A | N/A | N/A | N/A | N/A | N/A | N/A | N/A | N/A | N/A | N/A | N/A | N/A | N/A | N/A | N/A | N/A | N/A | N/A | N/A | N/A | N/A | N/A | N/A | N/A | N/A | N/A | N/A | N/A | N/A | N/A | N/A | N/A | N/A | N/A | N/A | N/A | N/A | N/A | N/A | N/A | N/A | N/A | N/A | N/A | N/A | N/A | N/A | N/A | N/A | N/A | N/A | N/A
ThW0767 | Thames Water | Surrendered permit | CROCKENHILL | TEMP.0780 | Bransell Close (Crockenhill) SPS | Storm discharge at SPS | N/A | N/A | N/A | N/A | N/A | N/A | N/A | N/A | N/A | N/A | N/A | N/A | N/A | N/A | N/A | N/A | N/A | N/A | N/A | N/A | N/A | N/A | N/A | N/A | N/A | N/A | N/A | N/A | N/A | N/A | N/A | N/A | N/A | N/A | N/A | N/A | N/A | N/A | N/A | N/A | N/A | N/A | N/A | N/A | N/A | N/A | N/A | N/A | N/A | N/A | N/A | N/A | N/A | N/A | N/A | N/A | N/A | N/A | N/A | N/A | N/A | N/A | N/A | N/A | N/A | N/A | N/A | N/A | N/A | N/A | N/A | N/A | N/A | N/A | N/A | N/A | N/A | N/A | N/A | N/A | N/A | N/A | N/A | N/A | N/A | N/A | N/A | N/A | N/A | N/A | N/A | N/A | N/A
ThW0768 | Thames Water | Surrendered permit | Brook Road | TEMP.0547 | Brook Road (Brentwood) SPS | Storm discharge at SPS | N/A | N/A | N/A | N/A | N/A | N/A | N/A | N/A | N/A | N/A | N/A | N/A | N/A | N/A | N/A | N/A | N/A | N/A | N/A | N/A | N/A | N/A | N/A | N/A | N/A | N/A | N/A | N/A | N/A | N/A | N/A | N/A | N/A | N/A | N/A | N/A | N/A | N/A | N/A | N/A | N/A | N/A | N/A | N/A | N/A | N/A | N/A | N/A | N/A | N/A | N/A | N/A | N/A | N/A | N/A | N/A | N/A | N/A | N/A | N/A | N/A | N/A | N/A | N/A | N/A | N/A | N/A | N/A | N/A | N/A | N/A | N/A | N/A | N/A | N/A | N/A | N/A | N/A | N/A | N/A | N/A | N/A | N/A | N/A | N/A | N/A | N/A | N/A | N/A | N/A | N/A | N/A | N/A
ThW0769 | Thames Water | Surrendered permit | Burnham SPS | TEMP.2426 | Burnham (Taplow) SPS | Storm discharge at SPS | N/A | N/A | N/A | N/A | N/A | N/A | N/A | N/A | N/A | N/A | N/A | N/A | N/A | N/A | N/A | N/A | N/A | N/A | N/A | N/A | N/A | N/A | N/A | N/A | N/A | N/A | N/A | N/A | N/A | N/A | N/A | N/A | N/A | N/A | N/A | N/A | N/A | N/A | N/A | N/A | N/A | N/A | N/A | N/A | N/A | N/A | N/A | N/A | N/A | N/A | N/A | N/A | N/A | N/A | N/A | N/A | N/A | N/A | N/A | N/A | N/A | N/A | N/A | N/A | N/A | N/A | N/A | N/A | N/A | N/A | N/A | N/A | N/A | N/A | N/A | N/A | N/A | N/A | N/A | N/A | N/A | N/A | N/A | N/A | N/A | N/A | N/A | N/A | N/A | N/A | N/A | N/A | N/A
ThW0770 | Thames Water | Surrendered permit | CASTLE EATON | TEMP.2458 | Castle Eaton STW | Storm discharge at STW | N/A | N/A | N/A | N/A | N/A | N/A | N/A | N/A | N/A | N/A | N/A | N/A | N/A | N/A | N/A | N/A | N/A | N/A | N/A | N/A | N/A | N/A | N/A | N/A | N/A | N/A | N/A | N/A | N/A | N/A | N/A | N/A | N/A | N/A | N/A | N/A | N/A | N/A | N/A | N/A | N/A | N/A | N/A | N/A | N/A | N/A | N/A | N/A | N/A | N/A | N/A | N/A | N/A | N/A | N/A | N/A | N/A | N/A | N/A | N/A | N/A | N/A | N/A | N/A | N/A | N/A | N/A | N/A | N/A | N/A | N/A | N/A | N/A | N/A | N/A | N/A | N/A | N/A | N/A | N/A | N/A | N/A | N/A | N/A | N/A | N/A | N/A | N/A | N/A | N/A | N/A | N/A | N/A
ThW0771 | Thames Water | Surrendered permit | CHIPSTEAD | TEMP.0666 | Chevening Road (Sevenoaks) SPS | Storm discharge at SPS | N/A | N/A | N/A | N/A | N/A | N/A | N/A | N/A | N/A | N/A | N/A | N/A | N/A | N/A | N/A | N/A | N/A | N/A | N/A | N/A | N/A | N/A | N/A | N/A | N/A | N/A | N/A | N/A | N/A | N/A | N/A | N/A | N/A | N/A | N/A | N/A | N/A | N/A | N/A | N/A | N/A | N/A | N/A | N/A | N/A | N/A | N/A | N/A | N/A | N/A | N/A | N/A | N/A | N/A | N/A | N/A | N/A | N/A | N/A | N/A | N/A | N/A | N/A | N/A | N/A | N/A | N/A | N/A | N/A | N/A | N/A | N/A | N/A | N/A | N/A | N/A | N/A | N/A | N/A | N/A | N/A | N/A | N/A | N/A | N/A | N/A | N/A | N/A | N/A | N/A | N/A | N/A | N/A
ThW0772 | Thames Water | CETR.0232 | CHIGWELL ROAD, WOODFORD GREEN | CETR.0232 | Chigwell road, woodford green | Storm discharge at CSO | TQ4160091300 | RODING | GB106037028181 | Lower Roding (Loughton to Thames) | Inland | Yes-Probable | No | No | 0 | No | 0 | No | 0 | No | 0 | No | 0 | No | 0 | No | N/A | 0 | No | No | No | N/A | N/A | N/A | No | 0 | Surface Water | N | Y | N | N | N | N | N | Y | N | Sewer Capacity Increase | Yes | Yes | Yes | No | No | Yes | 10 | 0 | Yes | No | No | Pending investigation | AMP 08 | 0 | AMP 08 | AMP 08 | 0 | AMP 08 |  | 0 | 0 | N | N | 0 | 0 | 9 | 3.5 | 81.55 | 0 | 0 | 0 | N/A | N/A | N/A | N/A | N/A | N/A | [12 empty] | Y |  | 0
ThW0773 | Thames Water | CETR.0232 | CHIGWELL ROAD, WOODFORD GREEN | CETR.0232 | Chigwell road, woodford green | Storm discharge at CSO | TQ4160091300 | RODING | GB106037028181 | Lower Roding (Loughton to Thames) | Inland | Yes-Probable | No | No | 0 | No | 0 | No | 0 | No | 0 | No | 0 | No | 0 | No | N/A | 0 | No | No | No | N/A | N/A | N/A | No | 0 | Surface Water | N | Y | N | N | N | N | N | Y | N | Sewer Capacity Increase | Yes | Yes | Yes | No | No | Yes | 10 | 0 | Yes | No | No | Pending investigation | AMP 08 | 0 | AMP 08 | AMP 08 | 0 | AMP 08 |  | 0 | 0 | N | N | 0 | 0 | 3 | 0.37 | 80.28 | 0 | 0 | 0 | N/A | N/A | N/A | N/A | N/A | N/A | [12 empty] | Y |  | 0
ThW0774 | Thames Water | CETR.0232 | CHIGWELL ROAD, WOODFORD GREEN | CETR.0232 | Chigwell road, woodford green | Storm discharge at CSO | TQ4160091300 | RODING | GB106037028181 | Lower Roding (Loughton to Thames) | Inland | Yes-Probable | No | No | 0 | No | 0 | No | 0 | No | 0 | No | 0 | No | 0 | No | N/A | 0 | No | No | No | N/A | N/A | N/A | No | 0 | Surface Water | N | Y | N | N | N | N | N | Y | N | Sewer Capacity Increase | Yes | Yes | Yes | No | No | Yes | 10 | 0 | Yes | No | No | Pending investigation | AMP 08 | 0 | AMP 08 | AMP 08 | 0 | AMP 08 |  | 0 | 0 | N | N | 0 | 0 | 0 | 0 | 80.45 | 0 | 0 | 0 | N/A | N/A | N/A | N/A | N/A | N/A | [12 empty] | Y |  | 0
ThW0775 | Thames Water | CETR.0232 | CHIGWELL ROAD, WOODFORD GREEN | CETR.0232 | Chigwell road, woodford green | Storm discharge at CSO | TQ4160091300 | RODING | GB106037028181 | Lower Roding (Loughton to Thames) | Inland | Yes-Probable | No | No | 0 | No | 0 | No | 0 | No | 0 | No | 0 | No | 0 | No | N/A | 0 | No | No | No | N/A | N/A | N/A | No | 0 | Surface Water | N | Y | N | N | N | N | N | Y | N | Sewer Capacity Increase | Yes | Yes | Yes | No | No | Yes | 10 | 0 | Yes | No | No | N | AMP 08 | 0 | AMP 08 | AMP 08 | 0 | AMP 08 |  | 0 | 0 | N | N | 0 | 0 | 27 | 410 | 64.98 | 0 | 0 | 0 | N/A | N/A | N/A | N/A | N/A | N/A | [12 empty] | Y |  | 0
ThW0776 | Thames Water | CETR.0232 | CHIGWELL ROAD, WOODFORD GREEN | CETR.0232 | Chigwell road, woodford green | Storm discharge at CSO | TQ4160091300 | RODING | GB106037028181 | Lower Roding (Loughton to Thames) | Inland | Yes-Probable | No | No | 0 | No | 0 | No | 0 | No | 0 | No | 0 | No | 0 | No | N/A | 0 | No | No | No | N/A | N/A | N/A | No | 0 | Surface Water | N | Y | N | N | N | N | N | Y | N | Sewer Capacity Increase | Yes | Yes | Yes | No | No | Yes | 10 | 0 | Yes | No | No | Pending investigation | AMP 08 | 0 | AMP 08 | AMP 08 | 0 | AMP 08 |  | 0 | 0 | N | N | 0 | 0 | 0 | 0 | 64.63 | 0 | 0 | 0 | N/A | N/A | N/A | N/A | N/A | N/A | [12 empty] | Y |  | 0
ThW0777 | Thames Water | CETR.0232 | CHIGWELL ROAD, WOODFORD GREEN | CETR.0232 | Chigwell road, woodford green | Storm discharge at CSO | TQ4160091300 | RODING | GB106037028181 | Lower Roding (Loughton to Thames) | Inland | Yes-Probable | No | No | 0 | No | 0 | No | 0 | No | 0 | No | 0 | No | 0 | No | N/A | 0 | No | No | No | N/A | N/A | N/A | No | 0 | Surface Water | N | Y | N | N | N | N | N | Y | N | Sewer Capacity Increase | Yes | Yes | Yes | No | No | Yes | 10 | 0 | Yes | No | No | N | AMP 08 | 0 | AMP 08 | AMP 08 | 0 | AMP 08 |  | 0 | 0 | N | N | 0 | 0 | 22 | 14.23 | 88.87 | 0 | 0 | 0 | N/A | N/A | N/A | N/A | N/A | N/A | [12 empty] | Y |  | 0
ThW0778 | Thames Water | CETR.0232 | CHIGWELL ROAD, WOODFORD GREEN | CETR.0232 | Chigwell road, woodford green | Storm discharge at CSO | TQ4160091300 | RODING | GB106037028181 | Lower Roding (Loughton to Thames) | Inland | Yes-Probable | No | No | 0 | No | 0 | No | 0 | No | 0 | No | 0 | No | 0 | No | N/A | 0 | No | No | No | N/A | N/A | N/A | No | 0 | Surface Water | N | Y | N | N | N | N | N | Y | N | Sewer Capacity Increase | Yes | Yes | Yes | No | No | Yes | 10 | 0 | Yes | No | No | Pending investigation | AMP 08 | 0 | AMP 08 | AMP 08 | 0 | AMP 08 |  | 0 | 0 | N | N | 0 | 0 | 12 | 3.2 | 81.11 | 0 | 0 | 0 | N/A | N/A | N/A | N/A | N/A | N/A | [12 empty] | Y |  | 0
ThW0779 | Thames Water | Surrendered permit | Church Manorway | TEMP.0681 | Church Manorway (Erith) SPS | Storm discharge at SPS | N/A | N/A | N/A | N/A | N/A | N/A | N/A | N/A | N/A | N/A | N/A | N/A | N/A | N/A | N/A | N/A | N/A | N/A | N/A | N/A | N/A | N/A | N/A | N/A | N/A | N/A | N/A | N/A | N/A | N/A | N/A | N/A | N/A | N/A | N/A | N/A | N/A | N/A | N/A | N/A | N/A | N/A | N/A | N/A | N/A | N/A | N/A | N/A | N/A | N/A | N/A | N/A | N/A | N/A | N/A | N/A | N/A | N/A | N/A | N/A | N/A | N/A | N/A | N/A | N/A | N/A | N/A | N/A | N/A | N/A | N/A | N/A | N/A | N/A | N/A | N/A | N/A | N/A | N/A | N/A | N/A | N/A | N/A | N/A | N/A | N/A | N/A | N/A | N/A | N/A | N/A | N/A | N/A
ThW0780 | Thames Water | Surrendered permit | COPPERFIELD WAY | TEMP.0744 | Copperfield Way (Chislehurst) SPS | Storm discharge at SPS | N/A | N/A | N/A | N/A | N/A | N/A | N/A | N/A | N/A | N/A | N/A | N/A | N/A | N/A | N/A | N/A | N/A | N/A | N/A | N/A | N/A | N/A | N/A | N/A | N/A | N/A | N/A | N/A | N/A | N/A | N/A | N/A | N/A | N/A | N/A | N/A | N/A | N/A | N/A | N/A | N/A | N/A | N/A | N/A | N/A | N/A | N/A | N/A | N/A | N/A | N/A | N/A | N/A | N/A | N/A | N/A | N/A | N/A | N/A | N/A | N/A | N/A | N/A | N/A | N/A | N/A | N/A | N/A | N/A | N/A | N/A | N/A | N/A | N/A | N/A | N/A | N/A | N/A | N/A | N/A | N/A | N/A | N/A | N/A | N/A | N/A | N/A | N/A | N/A | N/A | N/A | N/A | N/A
ThW0781 | Thames Water | Surrendered permit | Crabtree Manorway | TEMP.0770 | Crabtree Manorway (Belvedere) SPS | Storm discharge at SPS | N/A | N/A | N/A | N/A | N/A | N/A | N/A | N/A | N/A | N/A | N/A | N/A | N/A | N/A | N/A | N/A | N/A | N/A | N/A | N/A | N/A | N/A | N/A | N/A | N/A | N/A | N/A | N/A | N/A | N/A | N/A | N/A | N/A | N/A | N/A | N/A | N/A | N/A | N/A | N/A | N/A | N/A | N/A | N/A | N/A | N/A | N/A | N/A | N/A | N/A | N/A | N/A | N/A | N/A | N/A | N/A | N/A | N/A | N/A | N/A | N/A | N/A | N/A | N/A | N/A | N/A | N/A | N/A | N/A | N/A | N/A | N/A | N/A | N/A | N/A | N/A | N/A | N/A | N/A | N/A | N/A | N/A | N/A | N/A | N/A | N/A | N/A | N/A | N/A | N/A | N/A | N/A | N/A
ThW0782 | Thames Water | Surrendered permit | ELGAL CLOSE | TEMP.0906 | Elgal Close (Orpington) SPS | Storm discharge at SPS | N/A | N/A | N/A | N/A | N/A | N/A | N/A | N/A | N/A | N/A | N/A | N/A | N/A | N/A | N/A | N/A | N/A | N/A | N/A | N/A | N/A | N/A | N/A | N/A | N/A | N/A | N/A | N/A | N/A | N/A | N/A | N/A | N/A | N/A | N/A | N/A | N/A | N/A | N/A | N/A | N/A | N/A | N/A | N/A | N/A | N/A | N/A | N/A | N/A | N/A | N/A | N/A | N/A | N/A | N/A | N/A | N/A | N/A | N/A | N/A | N/A | N/A | N/A | N/A | N/A | N/A | N/A | N/A | N/A | N/A | N/A | N/A | N/A | N/A | N/A | N/A | N/A | N/A | N/A | N/A | N/A | N/A | N/A | N/A | N/A | N/A | N/A | N/A | N/A | N/A | N/A | N/A | N/A
ThW0783 | Thames Water | CANM.0910 | ELMCROFT AVENUE, | N/WR0910_2 | Elmcroft avenue, wanstead | Storm discharge at CSO | TQ4140089300 | THE RIVER RODING | GB106037028181 | Lower Roding (Loughton to Thames) | Inland | Yes-Probable | No | No | 0 | No | 0 | No | 0 | No | 0 | No | 0 | Yes | Brookhouse Brook and Lower Roding | No | N/A | 0 | No | No | No | N/A | N/A | N/A | No | 0 | Surface Water | N | Y | N | N | N | N | N | Y | N | N | No | Yes | Yes | No | No | No | 10 | 0 | Yes | No | No | Pending investigation | AMP 10 | 0 | AMP 10 | AMP 10 | 0 | N/A |  | 0 | 0 | 0 | 0 | 0 | 0 | 1 | 0.5 | 99.69 | 1 | 1.31 | 100 | 2 | 2.5 | 100 | 1 | 0.15 | 84.11 | [12 empty] | Y |  | 0
ThW0784 | Thames Water | CANM.0910 | ELMCROFT AVENUE, | N/WR0910_3 | Elmcroft avenue, wanstead | Storm discharge at CSO | TQ4140089300 | THE RIVER RODING | GB106037028181 | Lower Roding (Loughton to Thames) | Inland | Yes-Probable | No | No | 0 | No | 0 | No | 0 | No | 0 | No | 0 | Yes | Brookhouse Brook and Lower Roding | No | N/A | 0 | No | No | No | N/A | N/A | N/A | No | 0 | Surface Water | N | Y | N | N | N | N | N | Y | N | N | No | Yes | Yes | No | No | No | 10 | 0 | Yes | No | No | Pending investigation | AMP 10 | 0 | AMP 10 | AMP 10 | 0 | N/A |  | 0 | 0 | 0 | 0 | 0 | 0 | 19 | 16 | 99.61 | 1 | 1.31 | 100 | 2 | 2.5 | 100 | 1 | 0.15 | 84.11 | [12 empty] | Y |  | 0
ThW0785 | Thames Water | CANM.0910 | ELMCROFT AVENUE, | N/WR0910_4 | Elmcroft avenue, wanstead | Storm discharge at CSO | TQ4140089300 | THE RIVER RODING | GB106037028181 | Lower Roding (Loughton to Thames) | Inland | Yes-Probable | No | No | 0 | No | 0 | No | 0 | No | 0 | No | 0 | Yes | Brookhouse Brook and Lower Roding | No | N/A | 0 | No | No | No | N/A | N/A | N/A | No | 0 | Surface Water | N | Y | N | N | N | N | N | Y | N | N | No | Yes | Yes | No | No | No | 10 | 0 | Yes | No | No | Pending investigation | AMP 10 | 0 | AMP 10 | AMP 10 | 0 | N/A |  | 0 | 0 | 0 | 0 | 0 | 0 | 9 | 3.37 | 98.25 | 1 | 1.31 | 100 | 2 | 2.5 | 100 | 1 | 0.15 | 84.11 | [12 empty] | Y |  | 0
ThW0786 | Thames Water | CANM.0910 | ELMCROFT AVENUE, | N/WR0910_5 | Elmcroft avenue, wanstead | Storm discharge at CSO | TQ4140089300 | THE RIVER RODING | GB106037028181 | Lower Roding (Loughton to Thames) | Inland | Yes-Probable | No | No | 0 | No | 0 | No | 0 | No | 0 | No | 0 | Yes | Brookhouse Brook and Lower Roding | No | N/A | 0 | No | No | No | N/A | N/A | N/A | No | 0 | Surface Water | N | Y | N | N | N | N | N | Y | N | N | No | Yes | Yes | No | No | No | 10 | 0 | Yes | No | No | Pending investigation | AMP 10 | 0 | AMP 10 | AMP 10 | 0 | N/A |  | 0 | 0 | 0 | 0 | 0 | 0 | 14 | 7.7 | 66.5 | 1 | 1.31 | 100 | 2 | 2.5 | 100 | 1 | 0.15 | 84.11 | [12 empty] | Y |  | 0
ThW0787 | Thames Water | CANM.0910 | ELMCROFT AVENUE, | N/WR0910_6 | Elmcroft avenue, wanstead | Storm discharge at CSO | TQ4140089300 | THE RIVER RODING | GB106037028181 | Lower Roding (Loughton to Thames) | Inland | Yes-Probable | No | No | 0 | No | 0 | No | 0 | No | 0 | No | 0 | Yes | Brookhouse Brook and Lower Roding | No | N/A | 0 | No | No | No | N/A | N/A | N/A | No | 0 | Surface Water | N | Y | N | N | N | N | N | Y | N | N | No | Yes | Yes | No | No | No | 10 | 0 | Yes | No | No | Pending investigation | AMP 10 | 0 | AMP 10 | AMP 10 | 0 | N/A |  | 0 | 0 | 0 | 0 | 0 | 0 | 0 | 0 | 0.23 | 1 | 1.31 | 100 | 2 | 2.5 | 100 | 1 | 0.15 | 84.11 | [12 empty] | Y |  | 0
ThW0788 | Thames Water | CANM.0910 | ELMCROFT AVENUE, | N/WR0910_7 | Elmcroft avenue, wanstead | Storm discharge at CSO | TQ4140089300 | THE RIVER RODING | GB106037028181 | Lower Roding (Loughton to Thames) | Inland | Yes-Probable | No | No | 0 | No | 0 | No | 0 | No | 0 | No | 0 | Yes | Brookhouse Brook and Lower Roding | No | N/A | 0 | No | No | No | N/A | N/A | N/A | No | 0 | Surface Water | N | Y | N | N | N | N | N | Y | N | N | No | Yes | Yes | No | No | No | 10 | 0 | Yes | No | No | Pending investigation | AMP 10 | 0 | AMP 10 | AMP 10 | 0 | N/A |  | 0 | 0 | 0 | 0 | 0 | 0 | 6 | 1.63 | 33.23 | 1 | 1.31 | 100 | 2 | 2.5 | 100 | 1 | 0.15 | 84.11 | [12 empty] | Y |  | 0
ThW0789 | Thames Water | CANM.0910 | ELMCROFT AVENUE, | N/WR0910_8 | Elmcroft avenue, wanstead | Storm discharge at CSO | TQ4140089300 | THE RIVER RODING | GB106037028181 | Lower Roding (Loughton to Thames) | Inland | Yes-Probable | No | No | 0 | No | 0 | No | 0 | No | 0 | No | 0 | Yes | Brookhouse Brook and Lower Roding | No | N/A | 0 | No | No | No | N/A | N/A | N/A | No | 0 | Surface Water | N | Y | N | N | N | N | N | Y | N | N | No | Yes | Yes | No | No | No | 10 | 0 | Yes | No | No | Pending investigation | AMP 10 | 0 | AMP 10 | AMP 10 | 0 | N/A |  | 0 | 0 | 0 | 0 | 0 | 0 | 9 | 2.2 | 58.73 | 1 | 1.31 | 100 | 2 | 2.5 | 100 | 1 | 0.15 | 84.11 | [12 empty] | Y |  | 0
ThW0790 | Thames Water | Surrendered permit | HOME FARM | TEMP.1181 | Home Farm (Shoreham) SPS | Storm discharge at SPS | N/A | N/A | N/A | N/A | N/A | N/A | N/A | N/A | N/A | N/A | N/A | N/A | N/A | N/A | N/A | N/A | N/A | N/A | N/A | N/A | N/A | N/A | N/A | N/A | N/A | N/A | N/A | N/A | N/A | N/A | N/A | N/A | N/A | N/A | N/A | N/A | N/A | N/A | N/A | N/A | N/A | N/A | N/A | N/A | N/A | N/A | N/A | N/A | N/A | N/A | N/A | N/A | N/A | N/A | N/A | N/A | N/A | N/A | N/A | N/A | N/A | N/A | N/A | N/A | N/A | N/A | N/A | N/A | N/A | N/A | N/A | N/A | N/A | N/A | N/A | N/A | N/A | N/A | N/A | N/A | N/A | N/A | N/A | N/A | N/A | N/A | N/A | N/A | N/A | N/A | N/A | N/A | N/A
ThW0791 | Thames Water | EPRFB3198AT | HULL GREEN (MATCHING) SPS | EPR/FB3198AT | Hull Green (Matching) SPS | Storm discharge at SPS | TL5403010650 | COLVILLE HALL BROOK | GB106037033490 | Higher Laver Brook | Inland | Yes-Probable | No | No | 0 | No | 0 | No | 0 | No | 0 | No | 0 | No | 0 | No | N/A | 0 | No | No | No | N/A | N/A | N/A | No | 0 | Surface Water | N | Y | N | N | N | N | N | Y | N | N | Yes | Yes | Yes | No | No | No | 10 | 0 | Yes | No | No | N | AMP 09 | 0 | AMP 09 | AMP 09 | 0 | N/A |  | 0 | 0 | 0 | 0 | 0 | 0 | 27 | 420.47 | 100 | 0 | 0 | 0 | N/A | N/A | N/A | N/A | N/A | N/A | [12 empty] | Y |  | 0
ThW0792 | Thames Water | Surrendered permit | JAIL LANE | TEMP.1229 | Jail Lane 1 (Biggin Hill) SPS | Storm discharge at SPS | N/A | N/A | N/A | N/A | N/A | N/A | N/A | N/A | N/A | N/A | N/A | N/A | N/A | N/A | N/A | N/A | N/A | N/A | N/A | N/A | N/A | N/A | N/A | N/A | N/A | N/A | N/A | N/A | N/A | N/A | N/A | N/A | N/A | N/A | N/A | N/A | N/A | N/A | N/A | N/A | N/A | N/A | N/A | N/A | N/A | N/A | N/A | N/A | N/A | N/A | N/A | N/A | N/A | N/A | N/A | N/A | N/A | N/A | N/A | N/A | N/A | N/A | N/A | N/A | N/A | N/A | N/A | N/A | N/A | N/A | N/A | N/A | N/A | N/A | N/A | N/A | N/A | N/A | N/A | N/A | N/A | N/A | N/A | N/A | N/A | N/A | N/A | N/A | N/A | N/A | N/A | N/A | N/A
ThW0793 | Thames Water | CSAB.0561 | KINGS SCHOLARS POND SEWER, LONDON | 10561 | Kings scholars pond | Storm discharge at CSO | TQ2987078060 | R.THAMES ( TIDAL ) | GB530603911402 | THAMES MIDDLE | Transitional | No | No | No | 0 | No | 0 | No | 0 | No | 0 | No | 0 | No | 0 | No | N/A | 0 | No | No | No | N/A | N/A | N/A | No | 0 | Surface Water | N | Y | N | N | N | N | N | Y | N | N | No | No | No | No | No | No | 10 | 0 | No | No | No | N | AMP 11 | 0 | AMP 11 | AMP 11 | Improvements at this site are profiled in line with HMG targets timescales to balance deliverability and affordability considerations, and we will be reviewing the profiling as new information will become available. | N/A |  | 0 | 0 | 0 | 0 | 0 | 0 | 8 | 13.5 | 83.97 | N/A | N/A | 0 | 21 | 33.03 | 92.63 | 105 | 234.71 | 98.98 | [12 empty] | Y |  | 0
ThW0794 | Thames Water | Surrendered permit | Knighton way lane balancing res, | 1214 | Knighton Way 1 (New Denham) SPS | Storm discharge at SPS | N/A | N/A | N/A | N/A | N/A | N/A | N/A | N/A | N/A | N/A | N/A | N/A | N/A | N/A | N/A | N/A | N/A | N/A | N/A | N/A | N/A | N/A | N/A | N/A | N/A | N/A | N/A | N/A | N/A | N/A | N/A | N/A | N/A | N/A | N/A | N/A | N/A | N/A | N/A | N/A | N/A | N/A | N/A | N/A | N/A | N/A | N/A | N/A | N/A | N/A | N/A | N/A | N/A | N/A | N/A | N/A | N/A | N/A | N/A | N/A | N/A | N/A | N/A | N/A | N/A | N/A | N/A | N/A | N/A | N/A | N/A | N/A | N/A | N/A | N/A | N/A | N/A | N/A | N/A | N/A | N/A | N/A | N/A | N/A | N/A | N/A | N/A | N/A | N/A | N/A | N/A | N/A | N/A
ThW0795 | Thames Water | Surrendered permit | LAKE VIEW | TEMP.1287 | Lakeview Road (Sevenoaks) SPS | Storm discharge at SPS | N/A | N/A | N/A | N/A | N/A | N/A | N/A | N/A | N/A | N/A | N/A | N/A | N/A | N/A | N/A | N/A | N/A | N/A | N/A | N/A | N/A | N/A | N/A | N/A | N/A | N/A | N/A | N/A | N/A | N/A | N/A | N/A | N/A | N/A | N/A | N/A | N/A | N/A | N/A | N/A | N/A | N/A | N/A | N/A | N/A | N/A | N/A | N/A | N/A | N/A | N/A | N/A | N/A | N/A | N/A | N/A | N/A | N/A | N/A | N/A | N/A | N/A | N/A | N/A | N/A | N/A | N/A | N/A | N/A | N/A | N/A | N/A | N/A | N/A | N/A | N/A | N/A | N/A | N/A | N/A | N/A | N/A | N/A | N/A | N/A | N/A | N/A | N/A | N/A | N/A | N/A | N/A | N/A
ThW0796 | Thames Water | Surrendered permit | Long Lane | TEMP.1375 | Long Lane (Littlemore) SPS | Storm discharge at SPS | N/A | N/A | N/A | N/A | N/A | N/A | N/A | N/A | N/A | N/A | N/A | N/A | N/A | N/A | N/A | N/A | N/A | N/A | N/A | N/A | N/A | N/A | N/A | N/A | N/A | N/A | N/A | N/A | N/A | N/A | N/A | N/A | N/A | N/A | N/A | N/A | N/A | N/A | N/A | N/A | N/A | N/A | N/A | N/A | N/A | N/A | N/A | N/A | N/A | N/A | N/A | N/A | N/A | N/A | N/A | N/A | N/A | N/A | N/A | N/A | N/A | N/A | N/A | N/A | N/A | N/A | N/A | N/A | N/A | N/A | N/A | N/A | N/A | N/A | N/A | N/A | N/A | N/A | N/A | N/A | N/A | N/A | N/A | N/A | N/A | N/A | N/A | N/A | N/A | N/A | N/A | N/A | N/A
ThW0797 | Thames Water | CANM.0919 | LONGBRIDGE ROAD B | CANM.0919 | Longbridge road | Storm discharge at CSO | TQ4670085800 | MAYES BROOK | GB106037028171 | Mayes Brook | Inland | Yes-Probable | No | No | 0 | No | 0 | No | 0 | No | 0 | No | 0 | No | 0 | No | N/A | 0 | No | No | No | N/A | N/A | N/A | No | Not asset maintenance - Hydraulic capacity | Surface Water | N | Y | N | N | N | N | N | Y | N | N | No | Yes | Yes | No | No | No | 10 | 0 | Yes | No | No | N | AMP 09 | 0 | AMP 09 | AMP 09 | 0 | N/A |  | 0 | 0 | N | N | 0 | 0 | 60 | 317.75 | 97.05 | 25 | 192.74 | 100 | 79 | 556.44 | 97.37 | 54 | 342.26 | 100 | [12 empty] | Y |  | 0
ThW0798 | Thames Water | Surrendered permit | Mackney Lane (Main) | TEMP.1434 | Mackney Lane 1 SPS | Storm discharge at SPS | N/A | N/A | N/A | N/A | N/A | N/A | N/A | N/A | N/A | N/A | N/A | N/A | N/A | N/A | N/A | N/A | N/A | N/A | N/A | N/A | N/A | N/A | N/A | N/A | N/A | N/A | N/A | N/A | N/A | N/A | N/A | N/A | N/A | N/A | N/A | N/A | N/A | N/A | N/A | N/A | N/A | N/A | N/A | N/A | N/A | N/A | N/A | N/A | N/A | N/A | N/A | N/A | N/A | N/A | N/A | N/A | N/A | N/A | N/A | N/A | N/A | N/A | N/A | N/A | N/A | N/A | N/A | N/A | N/A | N/A | N/A | N/A | N/A | N/A | N/A | N/A | N/A | N/A | N/A | N/A | N/A | N/A | N/A | N/A | N/A | N/A | N/A | N/A | N/A | N/A | N/A | N/A | N/A
ThW0799 | Thames Water | Surrendered permit | STANSTEAD | TEMP.1975 | Malthouse Lane (Stansted) SPS | Storm discharge at SPS | N/A | N/A | N/A | N/A | N/A | N/A | N/A | N/A | N/A | N/A | N/A | N/A | N/A | N/A | N/A | N/A | N/A | N/A | N/A | N/A | N/A | N/A | N/A | N/A | N/A | N/A | N/A | N/A | N/A | N/A | N/A | N/A | N/A | N/A | N/A | N/A | N/A | N/A | N/A | N/A | N/A | N/A | N/A | N/A | N/A | N/A | N/A | N/A | N/A | N/A | N/A | N/A | N/A | N/A | N/A | N/A | N/A | N/A | N/A | N/A | N/A | N/A | N/A | N/A | N/A | N/A | N/A | N/A | N/A | N/A | N/A | N/A | N/A | N/A | N/A | N/A | N/A | N/A | N/A | N/A | N/A | N/A | N/A | N/A | N/A | N/A | N/A | N/A | N/A | N/A | N/A | N/A | N/A
ThW0800 | Thames Water | Surrendered permit | OVAL ROAD NORTH, | CANM.0912 | Oval road north | Storm discharge at CSO | N/A | N/A | N/A | N/A | N/A | N/A | N/A | N/A | N/A | N/A | N/A | N/A | N/A | N/A | N/A | N/A | N/A | N/A | N/A | N/A | N/A | N/A | N/A | N/A | N/A | N/A | N/A | N/A | N/A | N/A | N/A | N/A | N/A | N/A | N/A | N/A | N/A | N/A | N/A | N/A | N/A | N/A | N/A | N/A | N/A | N/A | N/A | N/A | N/A | N/A | N/A | N/A | N/A | N/A | N/A | N/A | N/A | N/A | N/A | N/A | N/A | N/A | N/A | N/A | N/A | N/A | N/A | N/A | N/A | N/A | N/A | N/A | N/A | N/A | N/A | N/A | N/A | N/A | N/A | N/A | N/A | N/A | N/A | N/A | N/A | N/A | N/A | N/A | N/A | N/A | N/A | N/A | N/A
ThW0801 | Thames Water | Surrendered permit | PINENEEDLE | TEMP.1703 | Pineneedle Lane (Sevenoaks) SPS | Storm discharge at SPS | N/A | N/A | N/A | N/A | N/A | N/A | N/A | N/A | N/A | N/A | N/A | N/A | N/A | N/A | N/A | N/A | N/A | N/A | N/A | N/A | N/A | N/A | N/A | N/A | N/A | N/A | N/A | N/A | N/A | N/A | N/A | N/A | N/A | N/A | N/A | N/A | N/A | N/A | N/A | N/A | N/A | N/A | N/A | N/A | N/A | N/A | N/A | N/A | N/A | N/A | N/A | N/A | N/A | N/A | N/A | N/A | N/A | N/A | N/A | N/A | N/A | N/A | N/A | N/A | N/A | N/A | N/A | N/A | N/A | N/A | N/A | N/A | N/A | N/A | N/A | N/A | N/A | N/A | N/A | N/A | N/A | N/A | N/A | N/A | N/A | N/A | N/A | N/A | N/A | N/A | N/A | N/A | N/A
ThW0802 | Thames Water | Surrendered permit | ROYAL PARK | TEMP.1833 | Royal Park (Sidcup) SPS | Storm discharge at SPS | N/A | N/A | N/A | N/A | N/A | N/A | N/A | N/A | N/A | N/A | N/A | N/A | N/A | N/A | N/A | N/A | N/A | N/A | N/A | N/A | N/A | N/A | N/A | N/A | N/A | N/A | N/A | N/A | N/A | N/A | N/A | N/A | N/A | N/A | N/A | N/A | N/A | N/A | N/A | N/A | N/A | N/A | N/A | N/A | N/A | N/A | N/A | N/A | N/A | N/A | N/A | N/A | N/A | N/A | N/A | N/A | N/A | N/A | N/A | N/A | N/A | N/A | N/A | N/A | N/A | N/A | N/A | N/A | N/A | N/A | N/A | N/A | N/A | N/A | N/A | N/A | N/A | N/A | N/A | N/A | N/A | N/A | N/A | N/A | N/A | N/A | N/A | N/A | N/A | N/A | N/A | N/A | N/A
ThW0803 | Thames Water | Surrendered permit | SHARSTED | TEMP.1883 | Sharstead (Sevenoaks) SPS | Storm discharge at SPS | N/A | N/A | N/A | N/A | N/A | N/A | N/A | N/A | N/A | N/A | N/A | N/A | N/A | N/A | N/A | N/A | N/A | N/A | N/A | N/A | N/A | N/A | N/A | N/A | N/A | N/A | N/A | N/A | N/A | N/A | N/A | N/A | N/A | N/A | N/A | N/A | N/A | N/A | N/A | N/A | N/A | N/A | N/A | N/A | N/A | N/A | N/A | N/A | N/A | N/A | N/A | N/A | N/A | N/A | N/A | N/A | N/A | N/A | N/A | N/A | N/A | N/A | N/A | N/A | N/A | N/A | N/A | N/A | N/A | N/A | N/A | N/A | N/A | N/A | N/A | N/A | N/A | N/A | N/A | N/A | N/A | N/A | N/A | N/A | N/A | N/A | N/A | N/A | N/A | N/A | N/A | N/A | N/A
ThW0804 | Thames Water | Surrendered permit | Stoneydean Wood, Little Chalfont | TEMP.2009 | Stoneydene (Little Chalfont) SPS | Storm discharge at SPS | N/A | N/A | N/A | N/A | N/A | N/A | N/A | N/A | N/A | N/A | N/A | N/A | N/A | N/A | N/A | N/A | N/A | N/A | N/A | N/A | N/A | N/A | N/A | N/A | N/A | N/A | N/A | N/A | N/A | N/A | N/A | N/A | N/A | N/A | N/A | N/A | N/A | N/A | N/A | N/A | N/A | N/A | N/A | N/A | N/A | N/A | N/A | N/A | N/A | N/A | N/A | N/A | N/A | N/A | N/A | N/A | N/A | N/A | N/A | N/A | N/A | N/A | N/A | N/A | N/A | N/A | N/A | N/A | N/A | N/A | N/A | N/A | N/A | N/A | N/A | N/A | N/A | N/A | N/A | N/A | N/A | N/A | N/A | N/A | N/A | N/A | N/A | N/A | N/A | N/A | N/A | N/A | N/A
ThW0805 | Thames Water | TEMP.2920 | Streatham & Balham Storm Relief C | TEMP.2920 | Streatham & balham storm relief | Storm discharge at CSO | TQ2712070900 | Graveney | GB106039023460 | Wandle (Croydon to Wandsworth) and the Graveney | Inland | Yes-Confirmed | No | No | 0 | No | 0 | No | 0 | No | 0 | No | 0 | No | 0 | No | N/A | 0 | No | No | No | N/A | N/A | N/A | No | 0 | Surface Water | N | Y | N | N | N | N | N | Y | N | N | Yes | Yes | Yes | No | No | No | 10 | 0 | Yes | No | No | N | AMP 09 | 0 | AMP 09 | AMP 09 | 0 | N/A |  | 0 | 0 | 0 | 0 | 0 | 0 | 5 | 5.25 | 99.94 | N/A | N/A | N/A | 68 | 153.94 | 98.29 | 51 | 87.38 | 83.67 | [12 empty] | Y |  | 0
ThW0806 | Thames Water | Surrendered permit | WEST PUTNEY RELIEF SEWER, LONDON | 10539 | West putney relief sewer | Storm discharge at CSO | N/A | N/A | N/A | N/A | N/A | N/A | N/A | N/A | N/A | N/A | N/A | N/A | N/A | N/A | N/A | N/A | N/A | N/A | N/A | N/A | N/A | N/A | N/A | N/A | N/A | N/A | N/A | N/A | N/A | N/A | N/A | N/A | N/A | N/A | N/A | N/A | N/A | N/A | N/A | N/A | N/A | N/A | N/A | N/A | N/A | N/A | N/A | N/A | N/A | N/A | N/A | N/A | N/A | N/A | N/A | N/A | N/A | N/A | N/A | N/A | N/A | N/A | N/A | N/A | N/A | N/A | N/A | N/A | N/A | N/A | N/A | N/A | N/A | N/A | N/A | N/A | N/A | N/A | N/A | N/A | N/A | N/A | N/A | N/A | N/A | N/A | N/A | N/A | N/A | N/A | N/A | N/A | N/A
ThW0807 | Thames Water | Surrendered permit | Wisley | TEMP.3017 | Wisley STW | Storm discharge at STW | N/A | N/A | N/A | N/A | N/A | N/A | N/A | N/A | N/A | N/A | N/A | N/A | N/A | N/A | N/A | N/A | N/A | N/A | N/A | N/A | N/A | N/A | N/A | N/A | N/A | N/A | N/A | N/A | N/A | N/A | N/A | N/A | N/A | N/A | N/A | N/A | N/A | N/A | N/A | N/A | N/A | N/A | N/A | N/A | N/A | N/A | N/A | N/A | N/A | N/A | N/A | N/A | N/A | N/A | N/A | N/A | N/A | N/A | N/A | N/A | N/A | N/A | N/A | N/A | N/A | N/A | N/A | N/A | N/A | N/A | N/A | N/A | N/A | N/A | N/A | N/A | N/A | N/A | N/A | N/A | N/A | N/A | N/A | N/A | N/A | N/A | N/A | N/A | N/A | N/A | N/A | N/A | N/A
ThW0808 | Thames Water | Surrendered permit | Woolhampton | TEMP.3023 | Woolhampton STW | Storm discharge at STW | N/A | N/A | N/A | N/A | N/A | N/A | N/A | N/A | N/A | N/A | N/A | N/A | N/A | N/A | N/A | N/A | N/A | N/A | N/A | N/A | N/A | N/A | N/A | N/A | N/A | N/A | N/A | N/A | N/A | N/A | N/A | N/A | N/A | N/A | N/A | N/A | N/A | N/A | N/A | N/A | N/A | N/A | N/A | N/A | N/A | N/A | N/A | N/A | N/A | N/A | N/A | N/A | N/A | N/A | N/A | N/A | N/A | N/A | N/A | N/A | N/A | N/A | N/A | N/A | N/A | N/A | N/A | N/A | N/A | N/A | N/A | N/A | N/A | N/A | N/A | N/A | N/A | N/A | N/A | N/A | N/A | N/A | N/A | N/A | N/A | N/A | N/A | N/A | N/A | N/A | N/A | N/A | N/A
ThW0809 | Thames Water | Permit application under consideration | N/A | 377 | London Road Near Hatherop Lane | Unpermitted CSO | SP 1624 0125 | 0 | GB106039029760 | Thornhill Ditch and tributaries at Cotswolds Water Park | Inland | No | No | No | 0 | No | 0 | No | 0 | No | 0 | No | 0 | No | 0 | No | N/A | 0 | No | No | No | N/A | N/A | N/A | No | 0 | Surface Water | N | Y | N | N | N | N | N | Y | N | N | No | No | No | No | No | No | 10 | 0 | No | No | No | Pending investigation | AMP 12 | 0 | AMP 12 | AMP 12 | Improvements at this site are profiled in line with HMG targets timescales to balance deliverability and affordability considerations, and we will be reviewing the profiling as new information will become available. | N/A |  | 0 | 0 | 0 | 0 | 0 | 0 | 0 | 0 | 92.36 | 0 | 0 | 0 | N/A | N/A | N/A | N/A | N/A | N/A | [12 empty] | Y |  | 0
ThW0810 | Thames Water | EPRWB3295ES | VICTORIA COMBINED SEWER OVERFLOW | EPR/WB3295ES | Combined sewer overflow at Victoria | Storm discharge at CSO | TQ3040080150 | R.THAMES ( TIDAL ) | GB530603911402 | THAMES MIDDLE | Transitional | No | No | No | 0 | No | 0 | No | 0 | No | 0 | No | 0 | No | 0 | No | N/A | 0 | No | No | No | N/A | N/A | N/A | No |  | Surface Water | N | Y | N | N | N | N | N | Y | N | N | No | No | No | No | No | No | 10 | 0 | No | No | No | N | AMP 12 | 0 | AMP 12 | AMP 12 | Improvements at this site are profiled in line with HMG targets timescales to balance deliverability and affordability considerations, and we will be reviewing the profiling as new information will become available. | N/A |  | 0 | 0 | 0 | 0 | 0 | 0 | N/A | N/A | N/A | N/A | N/A | N/A | N/A | N/A | N/A | N/A | N/A | N/A | [12 empty] | Y |  | 0
ThW0811 | Thames Water | Not a storm overflow | N/A | 378 | Boat Race House, Mortlake High Street | Storm discharge at CSO | N/A | N/A | N/A | N/A | N/A | N/A | N/A | N/A | N/A | N/A | N/A | N/A | N/A | N/A | N/A | N/A | N/A | N/A | N/A | N/A | N/A | N/A | N/A | N/A | N/A | N/A | N/A | N/A | N/A | N/A | N/A | N/A | N/A | N/A | N/A | N/A | N/A | N/A | N/A | N/A | N/A | N/A | N/A | N/A | N/A | N/A | N/A | N/A | N/A | N/A | N/A | N/A | N/A | N/A | N/A | N/A | N/A | N/A | N/A | N/A | N/A | N/A | N/A | N/A | N/A | N/A | N/A | N/A | N/A | N/A | N/A | N/A | N/A | N/A | N/A | N/A | N/A | N/A | N/A | N/A | N/A | N/A | N/A | N/A | N/A | N/A | N/A | N/A | N/A | N/A | N/A | N/A | N/A